## Organized Input Output
RWH Input-Output Data |  | RED IS INPUT ONLY, TYPE NEW VALUES INTO RED | [12 empty] | Variable Efficiency | 30.15%
Team J-9 | [24 empty] | Dysinfection System Settings | UV System |  | Chemical System
[26 empty] | System |  | Chlorine | n
| Input Data |  |  |  | Cf_exp | 13743 | total maintenance days | 18 |  | Total Cost | 54218.7692 | Overall Satifaction | 94.01% |  | On-Demand Flow Rate | 41.469 | [9 empty] | 36W | n
[15 empty] | Filter Settings | Filter size | Present? | Cf Pa/(m/s) | Actual filter life (L) | Filter Life Data (L) |  |  | Filter location (B or A) |  |  | 40W | n | Ozone | y
Parameters | Gravity acceleration | g | 9.81 | m/s^2 |  | Catchment Settings | Roof catchment area (m^2) - (50, 100) | additional catchment area (m^2) | Total catchment area (m^2) | Catchment tank (L) - (400 or 1,500 or 2500 or 5,000 or 10,000) | Catchment Tank initial Volume (L) | [8 empty] | No pre filter | 5 um pre | 200 um pre |  |  |  | 50W | y
| Pipe diameter | D | 0.02 | m |  |  | 100 | 1000 | 1100 | 2500 | 0 |  |  |  |  | 1 um filter | y | 2295.081 | 20000 | 5000 | 20000 | 15000 |  |  | Power System Settings | Solar Energy |  |  |  | Diesel
| Pipe area | A | 0.00031416 | m^2 |  | Storag Tank Settings | Storage Tank Volume (m3) | storage tank location x (m) | storage tank location y (m) | Distance to storage tank (m) | Storage tank height (m) | Storage tank tower height (m) | Storage tank total height (m) |  |  | 5 um filter | y | 1144.7919 | 20000 | 10000 |  | 20000 |  |  |  | Model (260, 80, 306) | Efficency | Quantities | Total Area(m^2) | Model | Present?
| Density of water | ρ | 1000 | [kg/m3] |  |  | 20 | 40 | -10 | 41.5331 | 5 | 21 | 26 |  |  | 200 um filter | y | 57.3083 | 20000 | 20000 | [5 empty] | 80 | 0.15 | 5 | 8 | 4000W 2 cyl. | n
| Pipe friction factor | f | 0.05 |  |  | Pump Settings | Which pump? (A=1, B=2, C=3) | a | b | c | A | B | Q_Max |  |  | Total |  | 3497.1812 | [7 empty] | Inverter | y | 1
| Loss coefficient Catchment to Storage | K | 10 |  |  |  | 3 | -0.0151 | -0.5516 | 356.8 | 0.72 | 0.55 | 136.5 | [12 empty] | Batteries | y | 1
| Loss coefficient Storage to House | K | 10
| Pressure from storage | rho g h | 255060 | Pa |  | %0.0-0.3 | Amount of Non-Potable Water per Day (L) | Amount of Non-Potable Water per Day (m^3) | Days of Non-Potable Water
| Consumption | C | 745 | L/day | Non-Potable Water | 0.2 | 149 | 0.149
Weather Data Testing | Starting month # | Day | Daily rainfall (mm) | Q_in [m^3/day] | V_water [m^3] | Q_out [m^3/day] | Pump Pressure | Pump Energy | Pump Energy | Mass O3 | Mass O3 | Energy for O3 | Energy for O3 | Energy for UV | Energy for UV | Total Energy for Day | Diesel Fuel | Total Diesel Fuel | Matience for Liters of Fuel Used | Hours of Diesel running |  | Mass Chlorine | Mass Chlorine | Cholrine used | Chlorine Maintinence
|  | [-] | [-] |  |  |  | [Pa] | [J] | [MJ] | [mg] | [g] | [J] | [MJ] | [Wh] | [MJ] | [MJ] | [L] | [L] | Every 100L |  |  | [mg] | [kg] | [kg] | [-]
|  | 1 | 18.8 | 20.68 | 20.68 | 0 | 464206.5332 | 3710582.8571 | 3.7106 | 103400 | 103.4 | 0 | 0 | 1200 | 4.32 | 8.0306 | 0 | 0 | 0 |  |  | 0 | 0 | 0 | 0
|  | 2 | 19.8 | 21.78 | 20 | 0 | 464206.5332 | 3907954.2857 | 3.908 | 108900 | 108.9 | 0 | 0 | 1200 | 4.32 | 8.228 | 0 | 0 | 0 |  |  | 0 | 0 | 0 | 0
|  | 3 | 0 | 0 | 20 | 0 | 464206.5332 | 0 | 0 | 0 | 0 | 0 | 0 | 1200 | 4.32 | 4.32 | 0 | 0 | 0 |  |  | 0 | 0 | 0 | 0
|  | 4 | 0 | 0 | 20 | 0 | 464206.5332 | 0 | 0 | 0 | 0 | 0 | 0 | 1200 | 4.32 | 4.32 | 0 | 0 | 0 |  |  | 0 | 0 | 0 | 0
|  | 5 | 0 | 0 | 20 | 0 | 464206.5332 | 0 | 0 | 0 | 0 | 0 | 0 | 1200 | 4.32 | 4.32 | 0 | 0 | 0 |  |  | 0 | 0 | 0 | 0
|  | 6 | 5 | 5.5 | 20 | 0 | 464206.5332 | 986857.1429 | 0.98686 | 27500 | 27.5 | 0 | 0 | 1200 | 4.32 | 5.3069 | 0 | 0 | 0 |  |  | 0 | 0 | 0 | 0
|  | 7 | 20.4 | 22.44 | 20 | 0 | 464206.5332 | 4026377.1429 | 4.0264 | 112200 | 112.2 | 0 | 0 | 1200 | 4.32 | 8.3464 | 0 | 0 | 0 |  |  | 0 | 0 | 0 | 0
|  | 8 | 24.8 | 27.28 | 20 | 0 | 464206.5332 | 4894811.4286 | 4.8948 | 136400 | 136.4 | 0 | 0 | 1200 | 4.32 | 9.2148 | 0 | 0 | 0 |  |  | 0 | 0 | 0 | 0
|  | 9 | 34 | 37.4 | 20 | 0 | 464206.5332 | 6710628.5714 | 6.7106 | 187000 | 187 | 0 | 0 | 1200 | 4.32 | 11.0306 | 0 | 0 | 0 |  |  | 0 | 0 | 0 | 0
|  | 10 | 44.6 | 49.06 | 20 | 0 | 464206.5332 | 8802765.7143 | 8.8028 | 245300 | 245.3 | 0 | 0 | 1200 | 4.32 | 13.1228 | 0 | 0 | 0 |  |  | 0 | 0 | 0 | 0
|  | 11 | 14.4 | 15.84 | 20 | 0 | 464206.5332 | 2842148.5714 | 2.8421 | 79200 | 79.2 | 0 | 0 | 1200 | 4.32 | 7.1621 | 0 | 0 | 0 |  |  | 0 | 0 | 0 | 0
|  | 12 | 50.2 | 55.22 | 20 | 0 | 464206.5332 | 9908045.7143 | 9.908 | 276100 | 276.1 | 0 | 0 | 1200 | 4.32 | 14.228 | 0 | 0 | 0 |  |  | 0 | 0 | 0 | 0
|  | 13 | 9.6 | 10.56 | 20 | 0 | 464206.5332 | 1894765.7143 | 1.8948 | 52800 | 52.8 | 0 | 0 | 1200 | 4.32 | 6.2148 | 0 | 0 | 0 |  |  | 0 | 0 | 0 | 0
|  | 14 | 5.8 | 6.38 | 20 | 0 | 464206.5332 | 1144754.2857 | 1.1448 | 31900 | 31.9 | 0 | 0 | 1200 | 4.32 | 5.4648 | 0 | 0 | 0 |  |  | 0 | 0 | 0 | 0
|  | 15 | 1.6 | 1.76 | 20 | 0 | 464206.5332 | 315794.2857 | 0.31579 | 8800 | 8.8 | 0 | 0 | 1200 | 4.32 | 4.6358 | 0 | 0 | 0 |  |  | 0 | 0 | 0 | 0
|  | 16 | 0.8 | 0.88 | 20 | 0 | 464206.5332 | 157897.1429 | 0.1579 | 4400 | 4.4 | 0 | 0 | 1200 | 4.32 | 4.4779 | 0 | 0 | 0 |  |  | 0 | 0 | 0 | 0
|  | 17 | 0 | 0 | 20 | 0 | 464206.5332 | 0 | 0 | 0 | 0 | 0 | 0 | 1200 | 4.32 | 4.32 | 0 | 0 | 0 |  |  | 0 | 0 | 0 | 0
|  | 18 | 2.6 | 2.86 | 20 | 0 | 464206.5332 | 513165.7143 | 0.51317 | 14300 | 14.3 | 0 | 0 | 1200 | 4.32 | 4.8332 | 0 | 0 | 0 |  |  | 0 | 0 | 0 | 0
|  | 19 | 1 | 1.1 | 20 | 0 | 464206.5332 | 197371.4286 | 0.19737 | 5500 | 5.5 | 0 | 0 | 1200 | 4.32 | 4.5174 | 0 | 0 | 0 |  |  | 0 | 0 | 0 | 0
|  | 20 | 0.6 | 0.66 | 20 | 0 | 464206.5332 | 118422.8571 | 0.11842 | 3300 | 3.3 | 0 | 0 | 1200 | 4.32 | 4.4384 | 0 | 0 | 0 |  |  | 0 | 0 | 0 | 0
|  | 21 | 0.8 | 0.88 | 20 | 0 | 464206.5332 | 157897.1429 | 0.1579 | 4400 | 4.4 | 0 | 0 | 1200 | 4.32 | 4.4779 | 0 | 0 | 0 |  |  | 0 | 0 | 0 | 0
|  | 22 | 0.6 | 0.66 | 20 | 0 | 464206.5332 | 118422.8571 | 0.11842 | 3300 | 3.3 | 0 | 0 | 1200 | 4.32 | 4.4384 | 0 | 0 | 0 |  |  | 0 | 0 | 0 | 0
|  | 23 | 0 | 0 | 20 | 0 | 464206.5332 | 0 | 0 | 0 | 0 | 0 | 0 | 1200 | 4.32 | 4.32 | 0 | 0 | 0 |  |  | 0 | 0 | 0 | 0
|  | 24 | 0 | 0 | 20 | 0 | 464206.5332 | 0 | 0 | 0 | 0 | 0 | 0 | 1200 | 4.32 | 4.32 | 0 | 0 | 0 |  |  | 0 | 0 | 0 | 0
|  | 25 | 0 | 0 | 20 | 0 | 464206.5332 | 0 | 0 | 0 | 0 | 0 | 0 | 1200 | 4.32 | 4.32 | 0 | 0 | 0 |  |  | 0 | 0 | 0 | 0
|  | 26 | 0 | 0 | 20 | 0 | 464206.5332 | 0 | 0 | 0 | 0 | 0 | 0 | 1200 | 4.32 | 4.32 | 0 | 0 | 0 |  |  | 0 | 0 | 0 | 0
|  | 27 | 17.6 | 19.36 | 20 | 0 | 464206.5332 | 3473737.1429 | 3.4737 | 96800 | 96.8 | 0 | 0 | 1200 | 4.32 | 7.7937 | 0 | 0 | 0 |  |  | 0 | 0 | 0 | 0
|  | 28 | 0 | 0 | 20 | 0 | 464206.5332 | 0 | 0 | 0 | 0 | 0 | 0 | 1200 | 4.32 | 4.32 | 0 | 0 | 0 |  |  | 0 | 0 | 0 | 0
|  | 29 | 0 | 0 | 20 | 0 | 464206.5332 | 0 | 0 | 0 | 0 | 0 | 0 | 1200 | 4.32 | 4.32 | 0 | 0 | 0 |  |  | 0 | 0 | 0 | 0
|  | 30 | 0 | 0 | 20 | 0 | 464206.5332 | 0 | 0 | 0 | 0 | 0 | 0 | 1200 | 4.32 | 4.32 | 0 | 0 | 0 |  |  | 0 | 0 | 0 | 0
|  | 31 | 2.6 | 2.86 | 20 | 0 | 464206.5332 | 513165.7143 | 0.51317 | 14300 | 14.3 | 0 | 0 | 1200 | 4.32 | 4.8332 | 0 | 0 | 0 |  |  | 0 | 0 | 0 | 0
|  | 32 | 2.6 | 2.86 | 20 | 0.745 | 464206.5332 | 513165.7143 | 0.51317 | 14300 | 14.3 | 28600000 | 28.6 | 1200 | 4.32 | 33.4332 | 0 | 0 | 0 |  |  | 0 | 0 | 0 | 0
|  | 33 | 0 | 0 | 19.255 | 0.745 | 464206.5332 | 0 | 0 | 0 | 0 | 0 | 0 | 1200 | 4.32 | 4.32 | 0 | 0 | 0 |  |  | 0 | 0 | 0 | 0
|  | 34 | 0 | 0 | 18.51 | 0.745 | 464206.5332 | 0 | 0 | 0 | 0 | 0 | 0 | 1200 | 4.32 | 4.32 | 0 | 0 | 0 |  |  | 0 | 0 | 0 | 0
|  | 35 | 0 | 0 | 17.765 | 0.745 | 464206.5332 | 0 | 0 | 0 | 0 | 0 | 0 | 1200 | 4.32 | 4.32 | 0 | 0 | 0 |  |  | 0 | 0 | 0 | 0
|  | 36 | 0 | 0 | 17.02 | 0.745 | 464206.5332 | 0 | 0 | 0 | 0 | 0 | 0 | 1200 | 4.32 | 4.32 | 0 | 0 | 0 |  |  | 0 | 0 | 0 | 0
|  | 37 | 0 | 0 | 16.275 | 0.745 | 464206.5332 | 0 | 0 | 0 | 0 | 0 | 0 | 1200 | 4.32 | 4.32 | 0 | 0 | 0 |  |  | 0 | 0 | 0 | 0
|  | 38 | 0 | 0 | 15.53 | 0.745 | 464206.5332 | 0 | 0 | 0 | 0 | 0 | 0 | 1200 | 4.32 | 4.32 | 0 | 0 | 0 |  |  | 0 | 0 | 0 | 0
|  | 39 | 0 | 0 | 14.785 | 0.745 | 464206.5332 | 0 | 0 | 0 | 0 | 0 | 0 | 1200 | 4.32 | 4.32 | 0 | 0 | 0 |  |  | 0 | 0 | 0 | 0
|  | 40 | 12.2 | 13.42 | 20 | 0.745 | 464206.5332 | 2407931.4286 | 2.4079 | 67100 | 67.1 | 134200000 | 134.2 | 1200 | 4.32 | 140.9279 | 0 | 0 | 0 |  |  | 0 | 0 | 0 | 0
|  | 41 | 13.4 | 14.74 | 20 | 0.745 | 464206.5332 | 2644777.1429 | 2.6448 | 73700 | 73.7 | 147400000 | 147.4 | 1200 | 4.32 | 154.3648 | 0 | 0 | 0 |  |  | 0 | 0 | 0 | 0
|  | 42 | 46.6 | 51.26 | 20 | 0.745 | 464206.5332 | 9197508.5714 | 9.1975 | 256300 | 256.3 | 512600000 | 512.6 | 1200 | 4.32 | 526.1175 | 0 | 0 | 0 |  |  | 0 | 0 | 0 | 0
|  | 43 | 16.8 | 18.48 | 20 | 0.745 | 464206.5332 | 3315840 | 3.3158 | 92400 | 92.4 | 184800000 | 184.8 | 1200 | 4.32 | 192.4358 | 0 | 0 | 0 |  |  | 0 | 0 | 0 | 0
|  | 44 | 15.6 | 17.16 | 20 | 0.745 | 464206.5332 | 3078994.2857 | 3.079 | 85800 | 85.8 | 171600000 | 171.6 | 1200 | 4.32 | 178.999 | 0 | 0 | 0 |  |  | 0 | 0 | 0 | 0
|  | 45 | 3 | 3.3 | 20 | 0.745 | 464206.5332 | 592114.2857 | 0.59211 | 16500 | 16.5 | 33000000 | 33 | 1200 | 4.32 | 37.9121 | 0 | 0 | 0 |  |  | 0 | 0 | 0 | 0
|  | 46 | 11.6 | 12.76 | 20 | 0.745 | 464206.5332 | 2289508.5714 | 2.2895 | 63800 | 63.8 | 127600000 | 127.6 | 1200 | 4.32 | 134.2095 | 0 | 0 | 0 |  |  | 0 | 0 | 0 | 0
|  | 47 | 19 | 20.9 | 20 | 0.745 | 464206.5332 | 3750057.1429 | 3.7501 | 104500 | 104.5 | 209000000 | 209 | 1200 | 4.32 | 217.0701 | 0 | 0 | 0 |  |  | 0 | 0 | 0 | 0
|  | 48 | 9.2 | 10.12 | 20 | 0.745 | 464206.5332 | 1815817.1429 | 1.8158 | 50600 | 50.6 | 101200000 | 101.2 | 1200 | 4.32 | 107.3358 | 0 | 0 | 0 |  |  | 0 | 0 | 0 | 0
|  | 49 | 12.6 | 13.86 | 20 | 0.745 | 464206.5332 | 2486880 | 2.4869 | 69300 | 69.3 | 138600000 | 138.6 | 1200 | 4.32 | 145.4069 | 0 | 0 | 0 |  |  | 0 | 0 | 0 | 0
|  | 50 | 21.8 | 23.98 | 20 | 0.745 | 464206.5332 | 4302697.1429 | 4.3027 | 119900 | 119.9 | 239800000 | 239.8 | 1200 | 4.32 | 248.4227 | 0 | 0 | 0 |  |  | 0 | 0 | 0 | 0
|  | 51 | 2.4 | 2.64 | 20 | 0.745 | 464206.5332 | 473691.4286 | 0.47369 | 13200 | 13.2 | 26400000 | 26.4 | 1200 | 4.32 | 31.1937 | 0 | 0 | 0 |  |  | 0 | 0 | 0 | 0
|  | 52 | 0.8 | 0.88 | 20 | 0.745 | 464206.5332 | 157897.1429 | 0.1579 | 4400 | 4.4 | 8800000 | 8.8 | 1200 | 4.32 | 13.2779 | 0 | 0 | 0 |  |  | 0 | 0 | 0 | 0
|  | 53 | 4.8 | 5.28 | 20 | 0.745 | 464206.5332 | 947382.8571 | 0.94738 | 26400 | 26.4 | 52800000 | 52.8 | 1200 | 4.32 | 58.0674 | 0 | 0 | 0 |  |  | 0 | 0 | 0 | 0
|  | 54 | 14.6 | 16.06 | 20 | 0.745 | 464206.5332 | 2881622.8571 | 2.8816 | 80300 | 80.3 | 160600000 | 160.6 | 1200 | 4.32 | 167.8016 | 0 | 0 | 0 |  |  | 0 | 0 | 0 | 0
|  | 55 | 6.8 | 7.48 | 20 | 0.745 | 464206.5332 | 1342125.7143 | 1.3421 | 37400 | 37.4 | 74800000 | 74.8 | 1200 | 4.32 | 80.4621 | 0 | 0 | 0 |  |  | 0 | 0 | 0 | 0
|  | 56 | 0 | 0 | 19.255 | 0.745 | 464206.5332 | 0 | 0 | 0 | 0 | 0 | 0 | 1200 | 4.32 | 4.32 | 0 | 0 | 0 |  |  | 0 | 0 | 0 | 0
|  | 57 | 0.8 | 0.88 | 19.39 | 0.745 | 464206.5332 | 157897.1429 | 0.1579 | 4400 | 4.4 | 8800000 | 8.8 | 1200 | 4.32 | 13.2779 | 0 | 0 | 0 |  |  | 0 | 0 | 0 | 0
|  | 58 | 0 | 0 | 18.645 | 0.745 | 464206.5332 | 0 | 0 | 0 | 0 | 0 | 0 | 1200 | 4.32 | 4.32 | 0 | 0 | 0 |  |  | 0 | 0 | 0 | 0
|  | 59 | 0.4 | 0.44 | 18.34 | 0.745 | 464206.5332 | 78948.5714 | 0.078949 | 2200 | 2.2 | 4400000 | 4.4 | 1200 | 4.32 | 8.7989 | 0 | 0 | 0 |  |  | 0 | 0 | 0 | 0
|  | 60 | 2 | 2.2 | 19.795 | 0.745 | 464206.5332 | 394742.8571 | 0.39474 | 11000 | 11 | 22000000 | 22 | 1200 | 4.32 | 26.7147 | 0 | 0 | 0 |  |  | 0 | 0 | 0 | 0
|  | 61 | 19 | 20.9 | 20 | 0.745 | 464206.5332 | 3750057.1429 | 3.7501 | 104500 | 104.5 | 209000000 | 209 | 1200 | 4.32 | 217.0701 | 0 | 0 | 0 |  |  | 0 | 0 | 0 | 0
|  | 62 | 1 | 1.1 | 20 | 0.745 | 464206.5332 | 197371.4286 | 0.19737 | 5500 | 5.5 | 11000000 | 11 | 1200 | 4.32 | 15.5174 | 0 | 0 | 0 |  |  | 0 | 0 | 0 | 0
|  | 63 | 2.4 | 2.64 | 20 | 0.745 | 464206.5332 | 473691.4286 | 0.47369 | 13200 | 13.2 | 26400000 | 26.4 | 1200 | 4.32 | 31.1937 | 0 | 0 | 0 |  |  | 0 | 0 | 0 | 0
|  | 64 | 23.8 | 26.18 | 20 | 0.745 | 464206.5332 | 4697440 | 4.6974 | 130900 | 130.9 | 261800000 | 261.8 | 1200 | 4.32 | 270.8174 | 0 | 0 | 0 |  |  | 0 | 0 | 0 | 0
|  | 65 | 8.6 | 9.46 | 20 | 0.745 | 464206.5332 | 1697394.2857 | 1.6974 | 47300 | 47.3 | 94600000 | 94.6 | 1200 | 4.32 | 100.6174 | 0 | 0 | 0 |  |  | 0 | 0 | 0 | 0
|  | 66 | 34 | 37.4 | 20 | 0.745 | 464206.5332 | 6710628.5714 | 6.7106 | 187000 | 187 | 374000000 | 374 | 1200 | 4.32 | 385.0306 | 0 | 0 | 0 |  |  | 0 | 0 | 0 | 0
|  | 67 | 52.4 | 57.64 | 20 | 0.745 | 464206.5332 | 10342262.8571 | 10.3423 | 288200 | 288.2 | 576400000 | 576.4 | 1200 | 4.32 | 591.0623 | 0 | 0 | 0 |  |  | 0 | 0 | 0 | 0
|  | 68 | 10.6 | 11.66 | 20 | 0.745 | 464206.5332 | 2092137.1429 | 2.0921 | 58300 | 58.3 | 116600000 | 116.6 | 1200 | 4.32 | 123.0121 | 0 | 0 | 0 |  |  | 0 | 0 | 0 | 0
|  | 69 | 2.4 | 2.64 | 20 | 0.745 | 464206.5332 | 473691.4286 | 0.47369 | 13200 | 13.2 | 26400000 | 26.4 | 1200 | 4.32 | 31.1937 | 0 | 0 | 0 |  |  | 0 | 0 | 0 | 0
|  | 70 | 0 | 0 | 19.255 | 0.745 | 464206.5332 | 0 | 0 | 0 | 0 | 0 | 0 | 1200 | 4.32 | 4.32 | 0 | 0 | 0 |  |  | 0 | 0 | 0 | 0
|  | 71 | 2.8 | 3.08 | 20 | 0.745 | 464206.5332 | 552640 | 0.55264 | 15400 | 15.4 | 30800000 | 30.8 | 1200 | 4.32 | 35.6726 | 0 | 0 | 0 |  |  | 0 | 0 | 0 | 0
|  | 72 | 20.2 | 22.22 | 20 | 0.745 | 464206.5332 | 3986902.8571 | 3.9869 | 111100 | 111.1 | 222200000 | 222.2 | 1200 | 4.32 | 230.5069 | 0 | 0 | 0 |  |  | 0 | 0 | 0 | 0
|  | 73 | 13.8 | 15.18 | 20 | 0.745 | 464206.5332 | 2723725.7143 | 2.7237 | 75900 | 75.9 | 151800000 | 151.8 | 1200 | 4.32 | 158.8437 | 0 | 0 | 0 |  |  | 0 | 0 | 0 | 0
|  | 74 | 22.8 | 25.08 | 20 | 0.745 | 464206.5332 | 4500068.5714 | 4.5001 | 125400 | 125.4 | 250800000 | 250.8 | 1200 | 4.32 | 259.6201 | 0 | 0 | 0 |  |  | 0 | 0 | 0 | 0
|  | 75 | 5.4 | 5.94 | 20 | 0.745 | 464206.5332 | 1065805.7143 | 1.0658 | 29700 | 29.7 | 59400000 | 59.4 | 1200 | 4.32 | 64.7858 | 0 | 0 | 0 |  |  | 0 | 0 | 0 | 0
|  | 76 | 0.4 | 0.44 | 19.695 | 0.745 | 464206.5332 | 78948.5714 | 0.078949 | 2200 | 2.2 | 4400000 | 4.4 | 1200 | 4.32 | 8.7989 | 0 | 0 | 0 |  |  | 0 | 0 | 0 | 0
|  | 77 | 31 | 34.1 | 20 | 0.745 | 464206.5332 | 6118514.2857 | 6.1185 | 170500 | 170.5 | 341000000 | 341 | 1200 | 4.32 | 351.4385 | 0 | 0 | 0 |  |  | 0 | 0 | 0 | 0
|  | 78 | 1.6 | 1.76 | 20 | 0.745 | 464206.5332 | 315794.2857 | 0.31579 | 8800 | 8.8 | 17600000 | 17.6 | 1200 | 4.32 | 22.2358 | 0 | 0 | 0 |  |  | 0 | 0 | 0 | 0
|  | 79 | 1.6 | 1.76 | 20 | 0.745 | 464206.5332 | 315794.2857 | 0.31579 | 8800 | 8.8 | 17600000 | 17.6 | 1200 | 4.32 | 22.2358 | 0 | 0 | 0 |  |  | 0 | 0 | 0 | 0
|  | 80 | 7.6 | 8.36 | 20 | 0.745 | 464206.5332 | 1500022.8571 | 1.5 | 41800 | 41.8 | 83600000 | 83.6 | 1200 | 4.32 | 89.42 | 0 | 0 | 0 |  |  | 0 | 0 | 0 | 0
|  | 81 | 2.6 | 2.86 | 20 | 0.745 | 464206.5332 | 513165.7143 | 0.51317 | 14300 | 14.3 | 28600000 | 28.6 | 1200 | 4.32 | 33.4332 | 0 | 0 | 0 |  |  | 0 | 0 | 0 | 0
|  | 82 | 0 | 0 | 19.255 | 0.745 | 464206.5332 | 0 | 0 | 0 | 0 | 0 | 0 | 1200 | 4.32 | 4.32 | 0 | 0 | 0 |  |  | 0 | 0 | 0 | 0
|  | 83 | 4 | 4.4 | 20 | 0.745 | 464206.5332 | 789485.7143 | 0.78949 | 22000 | 22 | 44000000 | 44 | 1200 | 4.32 | 49.1095 | 0 | 0 | 0 |  |  | 0 | 0 | 0 | 0
|  | 84 | 31 | 34.1 | 20 | 0.745 | 464206.5332 | 6118514.2857 | 6.1185 | 170500 | 170.5 | 341000000 | 341 | 1200 | 4.32 | 351.4385 | 0 | 0 | 0 |  |  | 0 | 0 | 0 | 0
|  | 85 | 0.2 | 0.22 | 19.475 | 0.745 | 464206.5332 | 39474.2857 | 0.039474 | 1100 | 1.1 | 2200000 | 2.2 | 1200 | 4.32 | 6.5595 | 0 | 0 | 0 |  |  | 0 | 0 | 0 | 0
|  | 86 | 4.4 | 4.84 | 20 | 0.745 | 464206.5332 | 868434.2857 | 0.86843 | 24200 | 24.2 | 48400000 | 48.4 | 1200 | 4.32 | 53.5884 | 0 | 0 | 0 |  |  | 0 | 0 | 0 | 0
|  | 87 | 23.6 | 25.96 | 20 | 0.745 | 464206.5332 | 4657965.7143 | 4.658 | 129800 | 129.8 | 259600000 | 259.6 | 1200 | 4.32 | 268.578 | 0 | 0 | 0 |  |  | 0 | 0 | 0 | 0
|  | 88 | 41.6 | 45.76 | 20 | 0.745 | 464206.5332 | 8210651.4286 | 8.2107 | 228800 | 228.8 | 457600000 | 457.6 | 1200 | 4.32 | 470.1307 | 0 | 0 | 0 |  |  | 0 | 0 | 0 | 0
|  | 89 | 3 | 3.3 | 20 | 0.745 | 464206.5332 | 592114.2857 | 0.59211 | 16500 | 16.5 | 33000000 | 33 | 1200 | 4.32 | 37.9121 | 0 | 0 | 0 |  |  | 0 | 0 | 0 | 0
|  | 90 | 0 | 0 | 19.255 | 0.745 | 464206.5332 | 0 | 0 | 0 | 0 | 0 | 0 | 1200 | 4.32 | 4.32 | 0 | 0 | 0 |  |  | 0 | 0 | 0 | 0
|  | 91 | 0 | 0 | 18.51 | 0.745 | 464206.5332 | 0 | 0 | 0 | 0 | 0 | 0 | 1200 | 4.32 | 4.32 | 0 | 0 | 0 |  |  | 0 | 0 | 0 | 0
|  | 92 | 5.6 | 6.16 | 20 | 0.745 | 464206.5332 | 1105280 | 1.1053 | 30800 | 30.8 | 61600000 | 61.6 | 1200 | 4.32 | 67.0253 | 0 | 0 | 0 |  |  | 0 | 0 | 0 | 0
|  | 93 | 20.4 | 22.44 | 20 | 0.745 | 464206.5332 | 4026377.1429 | 4.0264 | 112200 | 112.2 | 224400000 | 224.4 | 1200 | 4.32 | 232.7464 | 0 | 0 | 0 |  |  | 0 | 0 | 0 | 0
|  | 94 | 2.6 | 2.86 | 20 | 0.745 | 464206.5332 | 513165.7143 | 0.51317 | 14300 | 14.3 | 28600000 | 28.6 | 1200 | 4.32 | 33.4332 | 0 | 0 | 0 |  |  | 0 | 0 | 0 | 0
|  | 95 | 15.9 | 17.49 | 20 | 0.745 | 464206.5332 | 3138205.7143 | 3.1382 | 87450 | 87.45 | 174900000 | 174.9 | 1200 | 4.32 | 182.3582 | 0 | 0 | 0 |  |  | 0 | 0 | 0 | 0
|  | 96 | 9.4 | 10.34 | 20 | 0.745 | 464206.5332 | 1855291.4286 | 1.8553 | 51700 | 51.7 | 103400000 | 103.4 | 1200 | 4.32 | 109.5753 | 0 | 0 | 0 |  |  | 0 | 0 | 0 | 0
|  | 97 | 13.6 | 14.96 | 20 | 0.745 | 464206.5332 | 2684251.4286 | 2.6843 | 74800 | 74.8 | 149600000 | 149.6 | 1200 | 4.32 | 156.6043 | 0 | 0 | 0 |  |  | 0 | 0 | 0 | 0
|  | 98 | 5.6 | 6.16 | 20 | 0.745 | 464206.5332 | 1105280 | 1.1053 | 30800 | 30.8 | 61600000 | 61.6 | 1200 | 4.32 | 67.0253 | 0 | 0 | 0 |  |  | 0 | 0 | 0 | 0
|  | 99 | 0 | 0 | 19.255 | 0.745 | 464206.5332 | 0 | 0 | 0 | 0 | 0 | 0 | 1200 | 4.32 | 4.32 | 0 | 0 | 0 |  |  | 0 | 0 | 0 | 0
|  | 100 | 16.6 | 18.26 | 20 | 0.745 | 464206.5332 | 3276365.7143 | 3.2764 | 91300 | 91.3 | 182600000 | 182.6 | 1200 | 4.32 | 190.1964 | 0 | 0 | 0 |  |  | 0 | 0 | 0 | 0
|  | 101 | 0 | 0 | 19.255 | 0.745 | 464206.5332 | 0 | 0 | 0 | 0 | 0 | 0 | 1200 | 4.32 | 4.32 | 0 | 0 | 0 |  |  | 0 | 0 | 0 | 0
|  | 102 | 0 | 0 | 18.51 | 0.745 | 464206.5332 | 0 | 0 | 0 | 0 | 0 | 0 | 1200 | 4.32 | 4.32 | 0 | 0 | 0 |  |  | 0 | 0 | 0 | 0
|  | 103 | 0 | 0 | 17.765 | 0.745 | 464206.5332 | 0 | 0 | 0 | 0 | 0 | 0 | 1200 | 4.32 | 4.32 | 0 | 0 | 0 |  |  | 0 | 0 | 0 | 0
|  | 104 | 14.8 | 16.28 | 20 | 0.745 | 464206.5332 | 2921097.1429 | 2.9211 | 81400 | 81.4 | 162800000 | 162.8 | 1200 | 4.32 | 170.0411 | 0 | 0 | 0 |  |  | 0 | 0 | 0 | 0
|  | 105 | 20.8 | 22.88 | 20 | 0.745 | 464206.5332 | 4105325.7143 | 4.1053 | 114400 | 114.4 | 228800000 | 228.8 | 1200 | 4.32 | 237.2253 | 0 | 0 | 0 |  |  | 0 | 0 | 0 | 0
|  | 106 | 37.4 | 41.14 | 20 | 0.745 | 464206.5332 | 7381691.4286 | 7.3817 | 205700 | 205.7 | 411400000 | 411.4 | 1200 | 4.32 | 423.1017 | 0 | 0 | 0 |  |  | 0 | 0 | 0 | 0
|  | 107 | 9.8 | 10.78 | 20 | 0.745 | 464206.5332 | 1934240 | 1.9342 | 53900 | 53.9 | 107800000 | 107.8 | 1200 | 4.32 | 114.0542 | 0 | 0 | 0 |  |  | 0 | 0 | 0 | 0
|  | 108 | 1.9 | 2.09 | 20 | 0.745 | 464206.5332 | 375005.7143 | 0.37501 | 10450 | 10.45 | 20900000 | 20.9 | 1200 | 4.32 | 25.595 | 0 | 0 | 0 |  |  | 0 | 0 | 0 | 0
|  | 109 | 21 | 23.1 | 20 | 0.745 | 464206.5332 | 4144800 | 4.1448 | 115500 | 115.5 | 231000000 | 231 | 1200 | 4.32 | 239.4648 | 0 | 0 | 0 |  |  | 0 | 0 | 0 | 0
|  | 110 | 30 | 33 | 20 | 0.745 | 464206.5332 | 5921142.8571 | 5.9211 | 165000 | 165 | 330000000 | 330 | 1200 | 4.32 | 340.2411 | 0 | 0 | 0 |  |  | 0 | 0 | 0 | 0
|  | 111 | 0 | 0 | 19.255 | 0.745 | 464206.5332 | 0 | 0 | 0 | 0 | 0 | 0 | 1200 | 4.32 | 4.32 | 0 | 0 | 0 |  |  | 0 | 0 | 0 | 0
|  | 112 | 4.4 | 4.84 | 20 | 0.745 | 464206.5332 | 868434.2857 | 0.86843 | 24200 | 24.2 | 48400000 | 48.4 | 1200 | 4.32 | 53.5884 | 0 | 0 | 0 |  |  | 0 | 0 | 0 | 0
|  | 113 | 12.8 | 14.08 | 20 | 0.745 | 464206.5332 | 2526354.2857 | 2.5264 | 70400 | 70.4 | 140800000 | 140.8 | 1200 | 4.32 | 147.6464 | 0 | 0 | 0 |  |  | 0 | 0 | 0 | 0
|  | 114 | 26 | 28.6 | 20 | 0.745 | 464206.5332 | 5131657.1429 | 5.1317 | 143000 | 143 | 286000000 | 286 | 1200 | 4.32 | 295.4517 | 0 | 0 | 0 |  |  | 0 | 0 | 0 | 0
|  | 115 | 1.8 | 1.98 | 20 | 0.745 | 464206.5332 | 355268.5714 | 0.35527 | 9900 | 9.9 | 19800000 | 19.8 | 1200 | 4.32 | 24.4753 | 0 | 0 | 0 |  |  | 0 | 0 | 0 | 0
|  | 116 | 35 | 38.5 | 20 | 0.745 | 464206.5332 | 6908000 | 6.908 | 192500 | 192.5 | 385000000 | 385 | 1200 | 4.32 | 396.228 | 0 | 0 | 0 |  |  | 0 | 0 | 0 | 0
|  | 117 | 7.2 | 7.92 | 20 | 0.745 | 464206.5332 | 1421074.2857 | 1.4211 | 39600 | 39.6 | 79200000 | 79.2 | 1200 | 4.32 | 84.9411 | 0 | 0 | 0 |  |  | 0 | 0 | 0 | 0
|  | 118 | 0.8 | 0.88 | 20 | 0.745 | 464206.5332 | 157897.1429 | 0.1579 | 4400 | 4.4 | 8800000 | 8.8 | 1200 | 4.32 | 13.2779 | 0 | 0 | 0 |  |  | 0 | 0 | 0 | 0
|  | 119 | 0.1 | 0.11 | 19.365 | 0.745 | 464206.5332 | 19737.1429 | 0.019737 | 550 | 0.55 | 1100000 | 1.1 | 1200 | 4.32 | 5.4397 | 0 | 0 | 0 |  |  | 0 | 0 | 0 | 0
|  | 120 | 0 | 0 | 18.62 | 0.745 | 464206.5332 | 0 | 0 | 0 | 0 | 0 | 0 | 1200 | 4.32 | 4.32 | 0 | 0 | 0 |  |  | 0 | 0 | 0 | 0
|  | 121 | 0 | 0 | 17.875 | 0.745 | 464206.5332 | 0 | 0 | 0 | 0 | 0 | 0 | 1200 | 4.32 | 4.32 | 0 | 0 | 0 |  |  | 0 | 0 | 0 | 0
|  | 122 | 2 | 2.2 | 19.33 | 0.745 | 464206.5332 | 394742.8571 | 0.39474 | 11000 | 11 | 22000000 | 22 | 1200 | 4.32 | 26.7147 | 0 | 0 | 0 |  |  | 0 | 0 | 0 | 0
|  | 123 | 4.6 | 5.06 | 20 | 0.745 | 464206.5332 | 907908.5714 | 0.90791 | 25300 | 25.3 | 50600000 | 50.6 | 1200 | 4.32 | 55.8279 | 0 | 0 | 0 |  |  | 0 | 0 | 0 | 0
|  | 124 | 3.8 | 4.18 | 20 | 0.745 | 464206.5332 | 750011.4286 | 0.75001 | 20900 | 20.9 | 41800000 | 41.8 | 1200 | 4.32 | 46.87 | 0 | 0 | 0 |  |  | 0 | 0 | 0 | 0
|  | 125 | 0 | 0 | 19.255 | 0.745 | 464206.5332 | 0 | 0 | 0 | 0 | 0 | 0 | 1200 | 4.32 | 4.32 | 0 | 0 | 0 |  |  | 0 | 0 | 0 | 0
|  | 126 | 0 | 0 | 18.51 | 0.745 | 464206.5332 | 0 | 0 | 0 | 0 | 0 | 0 | 1200 | 4.32 | 4.32 | 0 | 0 | 0 |  |  | 0 | 0 | 0 | 0
|  | 127 | 0 | 0 | 17.765 | 0.745 | 464206.5332 | 0 | 0 | 0 | 0 | 0 | 0 | 1200 | 4.32 | 4.32 | 0 | 0 | 0 |  |  | 0 | 0 | 0 | 0
|  | 128 | 0 | 0 | 17.02 | 0.745 | 464206.5332 | 0 | 0 | 0 | 0 | 0 | 0 | 1200 | 4.32 | 4.32 | 0 | 0 | 0 |  |  | 0 | 0 | 0 | 0
|  | 129 | 0 | 0 | 16.275 | 0.745 | 464206.5332 | 0 | 0 | 0 | 0 | 0 | 0 | 1200 | 4.32 | 4.32 | 0 | 0 | 0 |  |  | 0 | 0 | 0 | 0
|  | 130 | 0.2 | 0.22 | 15.75 | 0.745 | 464206.5332 | 39474.2857 | 0.039474 | 1100 | 1.1 | 2200000 | 2.2 | 1200 | 4.32 | 6.5595 | 0 | 0 | 0 |  |  | 0 | 0 | 0 | 0
|  | 131 | 0 | 0 | 15.005 | 0.745 | 464206.5332 | 0 | 0 | 0 | 0 | 0 | 0 | 1200 | 4.32 | 4.32 | 0 | 0 | 0 |  |  | 0 | 0 | 0 | 0
|  | 132 | 0.2 | 0.22 | 14.48 | 0.745 | 464206.5332 | 39474.2857 | 0.039474 | 1100 | 1.1 | 2200000 | 2.2 | 1200 | 4.32 | 6.5595 | 0 | 0 | 0 |  |  | 0 | 0 | 0 | 0
|  | 133 | 0 | 0 | 13.735 | 0.745 | 464206.5332 | 0 | 0 | 0 | 0 | 0 | 0 | 1200 | 4.32 | 4.32 | 0 | 0 | 0 |  |  | 0 | 0 | 0 | 0
|  | 134 | 0 | 0 | 12.99 | 0.745 | 464206.5332 | 0 | 0 | 0 | 0 | 0 | 0 | 1200 | 4.32 | 4.32 | 0 | 0 | 0 |  |  | 0 | 0 | 0 | 0
|  | 135 | 0 | 0 | 12.245 | 0.745 | 464206.5332 | 0 | 0 | 0 | 0 | 0 | 0 | 1200 | 4.32 | 4.32 | 0 | 0 | 0 |  |  | 0 | 0 | 0 | 0
|  | 136 | 2.8 | 3.08 | 14.58 | 0.745 | 464206.5332 | 552640 | 0.55264 | 15400 | 15.4 | 30800000 | 30.8 | 1200 | 4.32 | 35.6726 | 0 | 0 | 0 |  |  | 0 | 0 | 0 | 0
|  | 137 | 0 | 0 | 13.835 | 0.745 | 464206.5332 | 0 | 0 | 0 | 0 | 0 | 0 | 1200 | 4.32 | 4.32 | 0 | 0 | 0 |  |  | 0 | 0 | 0 | 0
|  | 138 | 0 | 0 | 13.09 | 0.745 | 464206.5332 | 0 | 0 | 0 | 0 | 0 | 0 | 1200 | 4.32 | 4.32 | 0 | 0 | 0 |  |  | 0 | 0 | 0 | 0
|  | 139 | 0 | 0 | 12.345 | 0.745 | 464206.5332 | 0 | 0 | 0 | 0 | 0 | 0 | 1200 | 4.32 | 4.32 | 0 | 0 | 0 |  |  | 0 | 0 | 0 | 0
|  | 140 | 0 | 0 | 11.6 | 0.745 | 464206.5332 | 0 | 0 | 0 | 0 | 0 | 0 | 1200 | 4.32 | 4.32 | 0 | 0 | 0 |  |  | 0 | 0 | 0 | 0
|  | 141 | 8.2 | 9.02 | 19.875 | 0.745 | 464206.5332 | 1618445.7143 | 1.6184 | 45100 | 45.1 | 90200000 | 90.2 | 1200 | 4.32 | 96.1384 | 0 | 0 | 0 |  |  | 0 | 0 | 0 | 0
|  | 142 | 29.6 | 32.56 | 20 | 0.745 | 464206.5332 | 5842194.2857 | 5.8422 | 162800 | 162.8 | 325600000 | 325.6 | 1200 | 4.32 | 335.7622 | 0 | 0 | 0 |  |  | 0 | 0 | 0 | 0
|  | 143 | 0.8 | 0.88 | 20 | 0.745 | 464206.5332 | 157897.1429 | 0.1579 | 4400 | 4.4 | 8800000 | 8.8 | 1200 | 4.32 | 13.2779 | 0 | 0 | 0 |  |  | 0 | 0 | 0 | 0
|  | 144 | 5.2 | 5.72 | 20 | 0.745 | 464206.5332 | 1026331.4286 | 1.0263 | 28600 | 28.6 | 57200000 | 57.2 | 1200 | 4.32 | 62.5463 | 0 | 0 | 0 |  |  | 0 | 0 | 0 | 0
|  | 145 | 23.4 | 25.74 | 20 | 0.745 | 464206.5332 | 4618491.4286 | 4.6185 | 128700 | 128.7 | 257400000 | 257.4 | 1200 | 4.32 | 266.3385 | 0 | 0 | 0 |  |  | 0 | 0 | 0 | 0
|  | 146 | 0 | 0 | 19.255 | 0.745 | 464206.5332 | 0 | 0 | 0 | 0 | 0 | 0 | 1200 | 4.32 | 4.32 | 0 | 0 | 0 |  |  | 0 | 0 | 0 | 0
|  | 147 | 4.4 | 4.84 | 20 | 0.745 | 464206.5332 | 868434.2857 | 0.86843 | 24200 | 24.2 | 48400000 | 48.4 | 1200 | 4.32 | 53.5884 | 0 | 0 | 0 |  |  | 0 | 0 | 0 | 0
|  | 148 | 0 | 0 | 19.255 | 0.745 | 464206.5332 | 0 | 0 | 0 | 0 | 0 | 0 | 1200 | 4.32 | 4.32 | 0 | 0 | 0 |  |  | 0 | 0 | 0 | 0
|  | 149 | 0 | 0 | 18.51 | 0.745 | 464206.5332 | 0 | 0 | 0 | 0 | 0 | 0 | 1200 | 4.32 | 4.32 | 0 | 0 | 0 |  |  | 0 | 0 | 0 | 0
|  | 150 | 0 | 0 | 17.765 | 0.745 | 464206.5332 | 0 | 0 | 0 | 0 | 0 | 0 | 1200 | 4.32 | 4.32 | 0 | 0 | 0 |  |  | 0 | 0 | 0 | 0
|  | 151 | 0 | 0 | 17.02 | 0.745 | 464206.5332 | 0 | 0 | 0 | 0 | 0 | 0 | 1200 | 4.32 | 4.32 | 0 | 0 | 0 |  |  | 0 | 0 | 0 | 0
|  | 152 | 0 | 0 | 16.275 | 0.745 | 464206.5332 | 0 | 0 | 0 | 0 | 0 | 0 | 1200 | 4.32 | 4.32 | 0 | 0 | 0 |  |  | 0 | 0 | 0 | 0
|  | 153 | 0 | 0 | 15.53 | 0.745 | 464206.5332 | 0 | 0 | 0 | 0 | 0 | 0 | 1200 | 4.32 | 4.32 | 0 | 0 | 0 |  |  | 0 | 0 | 0 | 0
|  | 154 | 0 | 0 | 14.785 | 0.745 | 464206.5332 | 0 | 0 | 0 | 0 | 0 | 0 | 1200 | 4.32 | 4.32 | 0 | 0 | 0 |  |  | 0 | 0 | 0 | 0
|  | 155 | 0 | 0 | 14.04 | 0.745 | 464206.5332 | 0 | 0 | 0 | 0 | 0 | 0 | 1200 | 4.32 | 4.32 | 0 | 0 | 0 |  |  | 0 | 0 | 0 | 0
|  | 156 | 0 | 0 | 13.295 | 0.745 | 464206.5332 | 0 | 0 | 0 | 0 | 0 | 0 | 1200 | 4.32 | 4.32 | 0 | 0 | 0 |  |  | 0 | 0 | 0 | 0
|  | 157 | 0 | 0 | 12.55 | 0.745 | 464206.5332 | 0 | 0 | 0 | 0 | 0 | 0 | 1200 | 4.32 | 4.32 | 0 | 0 | 0 |  |  | 0 | 0 | 0 | 0
|  | 158 | 0 | 0 | 11.805 | 0.745 | 464206.5332 | 0 | 0 | 0 | 0 | 0 | 0 | 1200 | 4.32 | 4.32 | 0 | 0 | 0 |  |  | 0 | 0 | 0 | 0
|  | 159 | 0.2 | 0.22 | 11.28 | 0.745 | 464206.5332 | 39474.2857 | 0.039474 | 1100 | 1.1 | 2200000 | 2.2 | 1200 | 4.32 | 6.5595 | 0 | 0 | 0 |  |  | 0 | 0 | 0 | 0
|  | 160 | 0 | 0 | 10.535 | 0.745 | 464206.5332 | 0 | 0 | 0 | 0 | 0 | 0 | 1200 | 4.32 | 4.32 | 0 | 0 | 0 |  |  | 0 | 0 | 0 | 0
|  | 161 | 0 | 0 | 9.79 | 0.745 | 464206.5332 | 0 | 0 | 0 | 0 | 0 | 0 | 1200 | 4.32 | 4.32 | 0 | 0 | 0 |  |  | 0 | 0 | 0 | 0
|  | 162 | 0 | 0 | 9.045 | 0.745 | 464206.5332 | 0 | 0 | 0 | 0 | 0 | 0 | 1200 | 4.32 | 4.32 | 0 | 0 | 0 |  |  | 0 | 0 | 0 | 0
|  | 163 | 0 | 0 | 8.3 | 0.745 | 464206.5332 | 0 | 0 | 0 | 0 | 0 | 0 | 1200 | 4.32 | 4.32 | 0 | 0 | 0 |  |  | 0 | 0 | 0 | 0
|  | 164 | 0 | 0 | 7.555 | 0.745 | 464206.5332 | 0 | 0 | 0 | 0 | 0 | 0 | 1200 | 4.32 | 4.32 | 0 | 0 | 0 |  |  | 0 | 0 | 0 | 0
|  | 165 | 3.6 | 3.96 | 10.77 | 0.745 | 464206.5332 | 710537.1429 | 0.71054 | 19800 | 19.8 | 39600000 | 39.6 | 1200 | 4.32 | 44.6305 | 0 | 0 | 0 |  |  | 0 | 0 | 0 | 0
|  | 166 | 0 | 0 | 10.025 | 0.745 | 464206.5332 | 0 | 0 | 0 | 0 | 0 | 0 | 1200 | 4.32 | 4.32 | 0 | 0 | 0 |  |  | 0 | 0 | 0 | 0
|  | 167 | 0 | 0 | 9.28 | 0.745 | 464206.5332 | 0 | 0 | 0 | 0 | 0 | 0 | 1200 | 4.32 | 4.32 | 0 | 0 | 0 |  |  | 0 | 0 | 0 | 0
|  | 168 | 0 | 0 | 8.535 | 0.745 | 464206.5332 | 0 | 0 | 0 | 0 | 0 | 0 | 1200 | 4.32 | 4.32 | 0 | 0 | 0 |  |  | 0 | 0 | 0 | 0
|  | 169 | 1.6 | 1.76 | 9.55 | 0.745 | 464206.5332 | 315794.2857 | 0.31579 | 8800 | 8.8 | 17600000 | 17.6 | 1200 | 4.32 | 22.2358 | 0 | 0 | 0 |  |  | 0 | 0 | 0 | 0
|  | 170 | 20.8 | 22.88 | 20 | 0.745 | 464206.5332 | 4105325.7143 | 4.1053 | 114400 | 114.4 | 228800000 | 228.8 | 1200 | 4.32 | 237.2253 | 0 | 0 | 0 |  |  | 0 | 0 | 0 | 0
|  | 171 | 3.2 | 3.52 | 20 | 0.745 | 464206.5332 | 631588.5714 | 0.63159 | 17600 | 17.6 | 35200000 | 35.2 | 1200 | 4.32 | 40.1516 | 0 | 0 | 0 |  |  | 0 | 0 | 0 | 0
|  | 172 | 1.2 | 1.32 | 20 | 0.745 | 464206.5332 | 236845.7143 | 0.23685 | 6600 | 6.6 | 13200000 | 13.2 | 1200 | 4.32 | 17.7568 | 0 | 0 | 0 |  |  | 0 | 0 | 0 | 0
|  | 173 | 0 | 0 | 19.255 | 0.745 | 464206.5332 | 0 | 0 | 0 | 0 | 0 | 0 | 1200 | 4.32 | 4.32 | 0 | 0 | 0 |  |  | 0 | 0 | 0 | 0
|  | 174 | 15.4 | 16.94 | 20 | 0.745 | 464206.5332 | 3039520 | 3.0395 | 84700 | 84.7 | 169400000 | 169.4 | 1200 | 4.32 | 176.7595 | 0 | 0 | 0 |  |  | 0 | 0 | 0 | 0
|  | 175 | 1.2 | 1.32 | 20 | 0.745 | 464206.5332 | 236845.7143 | 0.23685 | 6600 | 6.6 | 13200000 | 13.2 | 1200 | 4.32 | 17.7568 | 0 | 0 | 0 |  |  | 0 | 0 | 0 | 0
|  | 176 | 0 | 0 | 19.255 | 0.745 | 464206.5332 | 0 | 0 | 0 | 0 | 0 | 0 | 1200 | 4.32 | 4.32 | 0 | 0 | 0 |  |  | 0 | 0 | 0 | 0
|  | 177 | 5.8 | 6.38 | 20 | 0.745 | 464206.5332 | 1144754.2857 | 1.1448 | 31900 | 31.9 | 63800000 | 63.8 | 1200 | 4.32 | 69.2648 | 0 | 0 | 0 |  |  | 0 | 0 | 0 | 0
|  | 178 | 20.4 | 22.44 | 20 | 0.745 | 464206.5332 | 4026377.1429 | 4.0264 | 112200 | 112.2 | 224400000 | 224.4 | 1200 | 4.32 | 232.7464 | 0 | 0 | 0 |  |  | 0 | 0 | 0 | 0
|  | 179 | 20.4 | 22.44 | 20 | 0.745 | 464206.5332 | 4026377.1429 | 4.0264 | 112200 | 112.2 | 224400000 | 224.4 | 1200 | 4.32 | 232.7464 | 0 | 0 | 0 |  |  | 0 | 0 | 0 | 0
|  | 180 | 0.6 | 0.66 | 19.915 | 0.745 | 464206.5332 | 118422.8571 | 0.11842 | 3300 | 3.3 | 6600000 | 6.6 | 1200 | 4.32 | 11.0384 | 0 | 0 | 0 |  |  | 0 | 0 | 0 | 0
|  | 181 | 0 | 0 | 19.17 | 0.745 | 464206.5332 | 0 | 0 | 0 | 0 | 0 | 0 | 1200 | 4.32 | 4.32 | 0 | 0 | 0 |  |  | 0 | 0 | 0 | 0
|  | 182 | 0 | 0 | 18.425 | 0.745 | 464206.5332 | 0 | 0 | 0 | 0 | 0 | 0 | 1200 | 4.32 | 4.32 | 0 | 0 | 0 |  |  | 0 | 0 | 0 | 0
|  | 183 | 1.8 | 1.98 | 19.66 | 0.745 | 464206.5332 | 355268.5714 | 0.35527 | 9900 | 9.9 | 19800000 | 19.8 | 1200 | 4.32 | 24.4753 | 0 | 0 | 0 |  |  | 0 | 0 | 0 | 0
|  | 184 | 6.2 | 6.82 | 20 | 0.745 | 464206.5332 | 1223702.8571 | 1.2237 | 34100 | 34.1 | 68200000 | 68.2 | 1200 | 4.32 | 73.7437 | 0 | 0 | 0 |  |  | 0 | 0 | 0 | 0
|  | 185 | 9.4 | 10.34 | 20 | 0.745 | 464206.5332 | 1855291.4286 | 1.8553 | 51700 | 51.7 | 103400000 | 103.4 | 1200 | 4.32 | 109.5753 | 0 | 0 | 0 |  |  | 0 | 0 | 0 | 0
|  | 186 | 26.6 | 29.26 | 20 | 0.745 | 464206.5332 | 5250080 | 5.2501 | 146300 | 146.3 | 292600000 | 292.6 | 1200 | 4.32 | 302.1701 | 0 | 0 | 0 |  |  | 0 | 0 | 0 | 0
|  | 187 | 13.6 | 14.96 | 20 | 0.745 | 464206.5332 | 2684251.4286 | 2.6843 | 74800 | 74.8 | 149600000 | 149.6 | 1200 | 4.32 | 156.6043 | 0 | 0 | 0 |  |  | 0 | 0 | 0 | 0
|  | 188 | 0 | 0 | 19.255 | 0.745 | 464206.5332 | 0 | 0 | 0 | 0 | 0 | 0 | 1200 | 4.32 | 4.32 | 0 | 0 | 0 |  |  | 0 | 0 | 0 | 0
|  | 189 | 0 | 0 | 18.51 | 0.745 | 464206.5332 | 0 | 0 | 0 | 0 | 0 | 0 | 1200 | 4.32 | 4.32 | 0 | 0 | 0 |  |  | 0 | 0 | 0 | 0
|  | 190 | 0 | 0 | 17.765 | 0.745 | 464206.5332 | 0 | 0 | 0 | 0 | 0 | 0 | 1200 | 4.32 | 4.32 | 0 | 0 | 0 |  |  | 0 | 0 | 0 | 0
|  | 191 | 0 | 0 | 17.02 | 0.745 | 464206.5332 | 0 | 0 | 0 | 0 | 0 | 0 | 1200 | 4.32 | 4.32 | 0 | 0 | 0 |  |  | 0 | 0 | 0 | 0
|  | 192 | 0 | 0 | 16.275 | 0.745 | 464206.5332 | 0 | 0 | 0 | 0 | 0 | 0 | 1200 | 4.32 | 4.32 | 0 | 0 | 0 |  |  | 0 | 0 | 0 | 0
|  | 193 | 0 | 0 | 15.53 | 0.745 | 464206.5332 | 0 | 0 | 0 | 0 | 0 | 0 | 1200 | 4.32 | 4.32 | 0 | 0 | 0 |  |  | 0 | 0 | 0 | 0
|  | 194 | 0 | 0 | 14.785 | 0.745 | 464206.5332 | 0 | 0 | 0 | 0 | 0 | 0 | 1200 | 4.32 | 4.32 | 0 | 0 | 0 |  |  | 0 | 0 | 0 | 0
|  | 195 | 0 | 0 | 14.04 | 0.745 | 464206.5332 | 0 | 0 | 0 | 0 | 0 | 0 | 1200 | 4.32 | 4.32 | 0 | 0 | 0 |  |  | 0 | 0 | 0 | 0
|  | 196 | 0 | 0 | 13.295 | 0.745 | 464206.5332 | 0 | 0 | 0 | 0 | 0 | 0 | 1200 | 4.32 | 4.32 | 0 | 0 | 0 |  |  | 0 | 0 | 0 | 0
|  | 197 | 0 | 0 | 12.55 | 0.745 | 464206.5332 | 0 | 0 | 0 | 0 | 0 | 0 | 1200 | 4.32 | 4.32 | 0 | 0 | 0 |  |  | 0 | 0 | 0 | 0
|  | 198 | 0 | 0 | 11.805 | 0.745 | 464206.5332 | 0 | 0 | 0 | 0 | 0 | 0 | 1200 | 4.32 | 4.32 | 0 | 0 | 0 |  |  | 0 | 0 | 0 | 0
|  | 199 | 37 | 40.7 | 20 | 0.745 | 464206.5332 | 7302742.8571 | 7.3027 | 203500 | 203.5 | 407000000 | 407 | 1200 | 4.32 | 418.6227 | 0 | 0 | 0 |  |  | 0 | 0 | 0 | 0
|  | 200 | 1.8 | 1.98 | 20 | 0.745 | 464206.5332 | 355268.5714 | 0.35527 | 9900 | 9.9 | 19800000 | 19.8 | 1200 | 4.32 | 24.4753 | 0 | 0 | 0 |  |  | 0 | 0 | 0 | 0
|  | 201 | 0 | 0 | 19.255 | 0.745 | 464206.5332 | 0 | 0 | 0 | 0 | 0 | 0 | 1200 | 4.32 | 4.32 | 0 | 0 | 0 |  |  | 0 | 0 | 0 | 0
|  | 202 | 0 | 0 | 18.51 | 0.745 | 464206.5332 | 0 | 0 | 0 | 0 | 0 | 0 | 1200 | 4.32 | 4.32 | 0 | 0 | 0 |  |  | 0 | 0 | 0 | 0
|  | 203 | 8 | 8.8 | 20 | 0.745 | 464206.5332 | 1578971.4286 | 1.579 | 44000 | 44 | 88000000 | 88 | 1200 | 4.32 | 93.899 | 0 | 0 | 0 |  |  | 0 | 0 | 0 | 0
|  | 204 | 18.2 | 20.02 | 20 | 0.745 | 464206.5332 | 3592160 | 3.5922 | 100100 | 100.1 | 200200000 | 200.2 | 1200 | 4.32 | 208.1122 | 0 | 0 | 0 |  |  | 0 | 0 | 0 | 0
|  | 205 | 0.6 | 0.66 | 19.915 | 0.745 | 464206.5332 | 118422.8571 | 0.11842 | 3300 | 3.3 | 6600000 | 6.6 | 1200 | 4.32 | 11.0384 | 0 | 0 | 0 |  |  | 0 | 0 | 0 | 0
|  | 206 | 0 | 0 | 19.17 | 0.745 | 464206.5332 | 0 | 0 | 0 | 0 | 0 | 0 | 1200 | 4.32 | 4.32 | 0 | 0 | 0 |  |  | 0 | 0 | 0 | 0
|  | 207 | 0 | 0 | 18.425 | 0.745 | 464206.5332 | 0 | 0 | 0 | 0 | 0 | 0 | 1200 | 4.32 | 4.32 | 0 | 0 | 0 |  |  | 0 | 0 | 0 | 0
|  | 208 | 0 | 0 | 17.68 | 0.745 | 464206.5332 | 0 | 0 | 0 | 0 | 0 | 0 | 1200 | 4.32 | 4.32 | 0 | 0 | 0 |  |  | 0 | 0 | 0 | 0
|  | 209 | 0 | 0 | 16.935 | 0.745 | 464206.5332 | 0 | 0 | 0 | 0 | 0 | 0 | 1200 | 4.32 | 4.32 | 0 | 0 | 0 |  |  | 0 | 0 | 0 | 0
|  | 210 | 0 | 0 | 16.19 | 0.745 | 464206.5332 | 0 | 0 | 0 | 0 | 0 | 0 | 1200 | 4.32 | 4.32 | 0 | 0 | 0 |  |  | 0 | 0 | 0 | 0
|  | 211 | 0 | 0 | 15.445 | 0.745 | 464206.5332 | 0 | 0 | 0 | 0 | 0 | 0 | 1200 | 4.32 | 4.32 | 0 | 0 | 0 |  |  | 0 | 0 | 0 | 0
|  | 212 | 0 | 0 | 14.7 | 0.745 | 464206.5332 | 0 | 0 | 0 | 0 | 0 | 0 | 1200 | 4.32 | 4.32 | 0 | 0 | 0 |  |  | 0 | 0 | 0 | 0
|  | 213 | 0 | 0 | 13.955 | 0.745 | 464206.5332 | 0 | 0 | 0 | 0 | 0 | 0 | 1200 | 4.32 | 4.32 | 0 | 0 | 0 |  |  | 0 | 0 | 0 | 0
|  | 214 | 0 | 0 | 13.21 | 0.745 | 464206.5332 | 0 | 0 | 0 | 0 | 0 | 0 | 1200 | 4.32 | 4.32 | 0 | 0 | 0 |  |  | 0 | 0 | 0 | 0
|  | 215 | 0 | 0 | 12.465 | 0.745 | 464206.5332 | 0 | 0 | 0 | 0 | 0 | 0 | 1200 | 4.32 | 4.32 | 0 | 0 | 0 |  |  | 0 | 0 | 0 | 0
|  | 216 | 0 | 0 | 11.72 | 0.745 | 464206.5332 | 0 | 0 | 0 | 0 | 0 | 0 | 1200 | 4.32 | 4.32 | 0 | 0 | 0 |  |  | 0 | 0 | 0 | 0
|  | 217 | 0 | 0 | 10.975 | 0.745 | 464206.5332 | 0 | 0 | 0 | 0 | 0 | 0 | 1200 | 4.32 | 4.32 | 0 | 0 | 0 |  |  | 0 | 0 | 0 | 0
|  | 218 | 0 | 0 | 10.23 | 0.745 | 464206.5332 | 0 | 0 | 0 | 0 | 0 | 0 | 1200 | 4.32 | 4.32 | 0 | 0 | 0 |  |  | 0 | 0 | 0 | 0
|  | 219 | 0 | 0 | 9.485 | 0.745 | 464206.5332 | 0 | 0 | 0 | 0 | 0 | 0 | 1200 | 4.32 | 4.32 | 0 | 0 | 0 |  |  | 0 | 0 | 0 | 0
|  | 220 | 0 | 0 | 8.74 | 0.745 | 464206.5332 | 0 | 0 | 0 | 0 | 0 | 0 | 1200 | 4.32 | 4.32 | 0 | 0 | 0 |  |  | 0 | 0 | 0 | 0
|  | 221 | 0 | 0 | 7.995 | 0.745 | 464206.5332 | 0 | 0 | 0 | 0 | 0 | 0 | 1200 | 4.32 | 4.32 | 0 | 0 | 0 |  |  | 0 | 0 | 0 | 0
|  | 222 | 0 | 0 | 7.25 | 0.745 | 464206.5332 | 0 | 0 | 0 | 0 | 0 | 0 | 1200 | 4.32 | 4.32 | 0 | 0 | 0 |  |  | 0 | 0 | 0 | 0
|  | 223 | 0 | 0 | 6.505 | 0.745 | 464206.5332 | 0 | 0 | 0 | 0 | 0 | 0 | 1200 | 4.32 | 4.32 | 0 | 0 | 0 |  |  | 0 | 0 | 0 | 0
|  | 224 | 0 | 0 | 5.76 | 0.745 | 464206.5332 | 0 | 0 | 0 | 0 | 0 | 0 | 1200 | 4.32 | 4.32 | 0 | 0 | 0 |  |  | 0 | 0 | 0 | 0
|  | 225 | 0 | 0 | 5.015 | 0.745 | 464206.5332 | 0 | 0 | 0 | 0 | 0 | 0 | 1200 | 4.32 | 4.32 | 0 | 0 | 0 |  |  | 0 | 0 | 0 | 0
|  | 226 | 0 | 0 | 4.27 | 0.745 | 464206.5332 | 0 | 0 | 0 | 0 | 0 | 0 | 1200 | 4.32 | 4.32 | 0 | 0 | 0 |  |  | 0 | 0 | 0 | 0
|  | 227 | 0 | 0 | 3.525 | 0.745 | 464206.5332 | 0 | 0 | 0 | 0 | 0 | 0 | 1200 | 4.32 | 4.32 | 0 | 0 | 0 |  |  | 0 | 0 | 0 | 0
|  | 228 | 0 | 0 | 2.78 | 0.745 | 464206.5332 | 0 | 0 | 0 | 0 | 0 | 0 | 1200 | 4.32 | 4.32 | 0 | 0 | 0 |  |  | 0 | 0 | 0 | 0
|  | 229 | 0 | 0 | 2.035 | 0.745 | 464206.5332 | 0 | 0 | 0 | 0 | 0 | 0 | 1200 | 4.32 | 4.32 | 0 | 0 | 0 |  |  | 0 | 0 | 0 | 0
|  | 230 | 0 | 0 | 1.29 | 0.745 | 464206.5332 | 0 | 0 | 0 | 0 | 0 | 0 | 1200 | 4.32 | 4.32 | 0 | 0 | 0 |  |  | 0 | 0 | 0 | 0
|  | 231 | 0 | 0 | 0.545 | 0.745 | 464206.5332 | 0 | 0 | 0 | 0 | 0 | 0 | 1200 | 4.32 | 4.32 | 0 | 0 | 0 |  |  | 0 | 0 | 0 | 0
|  | 232 | 0 | 0 | 0 | 0.745 | 464206.5332 | 0 | 0 | 0 | 0 | 0 | 0 | 1200 | 4.32 | 4.32 | 0 | 0 | 0 |  |  | 0 | 0 | 0 | 0
|  | 233 | 0 | 0 | 0 | 0.745 | 464206.5332 | 0 | 0 | 0 | 0 | 0 | 0 | 1200 | 4.32 | 4.32 | 0 | 0 | 0 |  |  | 0 | 0 | 0 | 0
|  | 234 | 0 | 0 | 0 | 0.745 | 464206.5332 | 0 | 0 | 0 | 0 | 0 | 0 | 1200 | 4.32 | 4.32 | 0 | 0 | 0 |  |  | 0 | 0 | 0 | 0
|  | 235 | 0 | 0 | 0 | 0.745 | 464206.5332 | 0 | 0 | 0 | 0 | 0 | 0 | 1200 | 4.32 | 4.32 | 0 | 0 | 0 |  |  | 0 | 0 | 0 | 0
|  | 236 | 0 | 0 | 0 | 0.745 | 464206.5332 | 0 | 0 | 0 | 0 | 0 | 0 | 1200 | 4.32 | 4.32 | 0 | 0 | 0 |  |  | 0 | 0 | 0 | 0
|  | 237 | 0 | 0 | 0 | 0.745 | 464206.5332 | 0 | 0 | 0 | 0 | 0 | 0 | 1200 | 4.32 | 4.32 | 0 | 0 | 0 |  |  | 0 | 0 | 0 | 0
|  | 238 | 0 | 0 | 0 | 0.745 | 464206.5332 | 0 | 0 | 0 | 0 | 0 | 0 | 1200 | 4.32 | 4.32 | 0 | 0 | 0 |  |  | 0 | 0 | 0 | 0
|  | 239 | 0 | 0 | 0 | 0.745 | 464206.5332 | 0 | 0 | 0 | 0 | 0 | 0 | 1200 | 4.32 | 4.32 | 0 | 0 | 0 |  |  | 0 | 0 | 0 | 0
|  | 240 | 0.4 | 0.44 | 0 | 0.745 | 464206.5332 | 78948.5714 | 0.078949 | 2200 | 2.2 | 4400000 | 4.4 | 1200 | 4.32 | 8.7989 | 0 | 0 | 0 |  |  | 0 | 0 | 0 | 0
|  | 241 | 7.8 | 8.58 | 7.835 | 0.745 | 464206.5332 | 1539497.1429 | 1.5395 | 42900 | 42.9 | 85800000 | 85.8 | 1200 | 4.32 | 91.6595 | 0 | 0 | 0 |  |  | 0 | 0 | 0 | 0
|  | 242 | 3.6 | 3.96 | 11.05 | 0.745 | 464206.5332 | 710537.1429 | 0.71054 | 19800 | 19.8 | 39600000 | 39.6 | 1200 | 4.32 | 44.6305 | 0 | 0 | 0 |  |  | 0 | 0 | 0 | 0
|  | 243 | 10.6 | 11.66 | 20 | 0.745 | 464206.5332 | 2092137.1429 | 2.0921 | 58300 | 58.3 | 116600000 | 116.6 | 1200 | 4.32 | 123.0121 | 0 | 0 | 0 |  |  | 0 | 0 | 0 | 0
|  | 244 | 3.2 | 3.52 | 20 | 0.745 | 464206.5332 | 631588.5714 | 0.63159 | 17600 | 17.6 | 35200000 | 35.2 | 1200 | 4.32 | 40.1516 | 0 | 0 | 0 |  |  | 0 | 0 | 0 | 0
|  | 245 | 6.2 | 6.82 | 20 | 0.745 | 464206.5332 | 1223702.8571 | 1.2237 | 34100 | 34.1 | 68200000 | 68.2 | 1200 | 4.32 | 73.7437 | 0 | 0 | 0 |  |  | 0 | 0 | 0 | 0
|  | 246 | 0 | 0 | 19.255 | 0.745 | 464206.5332 | 0 | 0 | 0 | 0 | 0 | 0 | 1200 | 4.32 | 4.32 | 0 | 0 | 0 |  |  | 0 | 0 | 0 | 0
|  | 247 | 0 | 0 | 18.51 | 0.745 | 464206.5332 | 0 | 0 | 0 | 0 | 0 | 0 | 1200 | 4.32 | 4.32 | 0 | 0 | 0 |  |  | 0 | 0 | 0 | 0
|  | 248 | 0 | 0 | 17.765 | 0.745 | 464206.5332 | 0 | 0 | 0 | 0 | 0 | 0 | 1200 | 4.32 | 4.32 | 0 | 0 | 0 |  |  | 0 | 0 | 0 | 0
|  | 249 | 0 | 0 | 17.02 | 0.745 | 464206.5332 | 0 | 0 | 0 | 0 | 0 | 0 | 1200 | 4.32 | 4.32 | 0 | 0 | 0 |  |  | 0 | 0 | 0 | 0
|  | 250 | 0 | 0 | 16.275 | 0.745 | 464206.5332 | 0 | 0 | 0 | 0 | 0 | 0 | 1200 | 4.32 | 4.32 | 0 | 0 | 0 |  |  | 0 | 0 | 0 | 0
|  | 251 | 0 | 0 | 15.53 | 0.745 | 464206.5332 | 0 | 0 | 0 | 0 | 0 | 0 | 1200 | 4.32 | 4.32 | 0 | 0 | 0 |  |  | 0 | 0 | 0 | 0
|  | 252 | 0 | 0 | 14.785 | 0.745 | 464206.5332 | 0 | 0 | 0 | 0 | 0 | 0 | 1200 | 4.32 | 4.32 | 0 | 0 | 0 |  |  | 0 | 0 | 0 | 0
|  | 253 | 0 | 0 | 14.04 | 0.745 | 464206.5332 | 0 | 0 | 0 | 0 | 0 | 0 | 1200 | 4.32 | 4.32 | 0 | 0 | 0 |  |  | 0 | 0 | 0 | 0
|  | 254 | 0 | 0 | 13.295 | 0.745 | 464206.5332 | 0 | 0 | 0 | 0 | 0 | 0 | 1200 | 4.32 | 4.32 | 0 | 0 | 0 |  |  | 0 | 0 | 0 | 0
|  | 255 | 0 | 0 | 12.55 | 0.745 | 464206.5332 | 0 | 0 | 0 | 0 | 0 | 0 | 1200 | 4.32 | 4.32 | 0 | 0 | 0 |  |  | 0 | 0 | 0 | 0
|  | 256 | 0 | 0 | 11.805 | 0.745 | 464206.5332 | 0 | 0 | 0 | 0 | 0 | 0 | 1200 | 4.32 | 4.32 | 0 | 0 | 0 |  |  | 0 | 0 | 0 | 0
|  | 257 | 0 | 0 | 11.06 | 0.745 | 464206.5332 | 0 | 0 | 0 | 0 | 0 | 0 | 1200 | 4.32 | 4.32 | 0 | 0 | 0 |  |  | 0 | 0 | 0 | 0
|  | 258 | 0 | 0 | 10.315 | 0.745 | 464206.5332 | 0 | 0 | 0 | 0 | 0 | 0 | 1200 | 4.32 | 4.32 | 0 | 0 | 0 |  |  | 0 | 0 | 0 | 0
|  | 259 | 0 | 0 | 9.57 | 0.745 | 464206.5332 | 0 | 0 | 0 | 0 | 0 | 0 | 1200 | 4.32 | 4.32 | 0 | 0 | 0 |  |  | 0 | 0 | 0 | 0
|  | 260 | 0 | 0 | 8.825 | 0.745 | 464206.5332 | 0 | 0 | 0 | 0 | 0 | 0 | 1200 | 4.32 | 4.32 | 0 | 0 | 0 |  |  | 0 | 0 | 0 | 0
|  | 261 | 26.4 | 29.04 | 20 | 0.745 | 464206.5332 | 5210605.7143 | 5.2106 | 145200 | 145.2 | 290400000 | 290.4 | 1200 | 4.32 | 299.9306 | 0 | 0 | 0 |  |  | 0 | 0 | 0 | 0
|  | 262 | 0.4 | 0.44 | 19.695 | 0.745 | 464206.5332 | 78948.5714 | 0.078949 | 2200 | 2.2 | 4400000 | 4.4 | 1200 | 4.32 | 8.7989 | 0 | 0 | 0 |  |  | 0 | 0 | 0 | 0
|  | 263 | 0 | 0 | 18.95 | 0.745 | 464206.5332 | 0 | 0 | 0 | 0 | 0 | 0 | 1200 | 4.32 | 4.32 | 0 | 0 | 0 |  |  | 0 | 0 | 0 | 0
|  | 264 | 2 | 2.2 | 20 | 0.745 | 464206.5332 | 394742.8571 | 0.39474 | 11000 | 11 | 22000000 | 22 | 1200 | 4.32 | 26.7147 | 0 | 0 | 0 |  |  | 0 | 0 | 0 | 0
|  | 265 | 12.4 | 13.64 | 20 | 0.745 | 464206.5332 | 2447405.7143 | 2.4474 | 68200 | 68.2 | 136400000 | 136.4 | 1200 | 4.32 | 143.1674 | 0 | 0 | 0 |  |  | 0 | 0 | 0 | 0
|  | 266 | 29.4 | 32.34 | 20 | 0.745 | 464206.5332 | 5802720 | 5.8027 | 161700 | 161.7 | 323400000 | 323.4 | 1200 | 4.32 | 333.5227 | 0 | 0 | 0 |  |  | 0 | 0 | 0 | 0
|  | 267 | 1.6 | 1.76 | 20 | 0.745 | 464206.5332 | 315794.2857 | 0.31579 | 8800 | 8.8 | 17600000 | 17.6 | 1200 | 4.32 | 22.2358 | 0 | 0 | 0 |  |  | 0 | 0 | 0 | 0
|  | 268 | 0.6 | 0.66 | 19.915 | 0.745 | 464206.5332 | 118422.8571 | 0.11842 | 3300 | 3.3 | 6600000 | 6.6 | 1200 | 4.32 | 11.0384 | 0 | 0 | 0 |  |  | 0 | 0 | 0 | 0
|  | 269 | 8.2 | 9.02 | 20 | 0.745 | 464206.5332 | 1618445.7143 | 1.6184 | 45100 | 45.1 | 90200000 | 90.2 | 1200 | 4.32 | 96.1384 | 0 | 0 | 0 |  |  | 0 | 0 | 0 | 0
|  | 270 | 0 | 0 | 19.255 | 0.745 | 464206.5332 | 0 | 0 | 0 | 0 | 0 | 0 | 1200 | 4.32 | 4.32 | 0 | 0 | 0 |  |  | 0 | 0 | 0 | 0
|  | 271 | 12.4 | 13.64 | 20 | 0.745 | 464206.5332 | 2447405.7143 | 2.4474 | 68200 | 68.2 | 136400000 | 136.4 | 1200 | 4.32 | 143.1674 | 0 | 0 | 0 |  |  | 0 | 0 | 0 | 0
|  | 272 | 5.6 | 6.16 | 20 | 0.745 | 464206.5332 | 1105280 | 1.1053 | 30800 | 30.8 | 61600000 | 61.6 | 1200 | 4.32 | 67.0253 | 0 | 0 | 0 |  |  | 0 | 0 | 0 | 0
|  | 273 | 0 | 0 | 19.255 | 0.745 | 464206.5332 | 0 | 0 | 0 | 0 | 0 | 0 | 1200 | 4.32 | 4.32 | 0 | 0 | 0 |  |  | 0 | 0 | 0 | 0
|  | 274 | 0 | 0 | 18.51 | 0.745 | 464206.5332 | 0 | 0 | 0 | 0 | 0 | 0 | 1200 | 4.32 | 4.32 | 0 | 0 | 0 |  |  | 0 | 0 | 0 | 0
|  | 275 | 0 | 0 | 17.765 | 0.745 | 464206.5332 | 0 | 0 | 0 | 0 | 0 | 0 | 1200 | 4.32 | 4.32 | 0 | 0 | 0 |  |  | 0 | 0 | 0 | 0
|  | 276 | 57.8 | 63.58 | 20 | 0.745 | 464206.5332 | 11408068.5714 | 11.4081 | 317900 | 317.9 | 635800000 | 635.8 | 1200 | 4.32 | 651.5281 | 0 | 0 | 0 |  |  | 0 | 0 | 0 | 0
|  | 277 | 6 | 6.6 | 20 | 0.745 | 464206.5332 | 1184228.5714 | 1.1842 | 33000 | 33 | 66000000 | 66 | 1200 | 4.32 | 71.5042 | 0 | 0 | 0 |  |  | 0 | 0 | 0 | 0
|  | 278 | 9.2 | 10.12 | 20 | 0.745 | 464206.5332 | 1815817.1429 | 1.8158 | 50600 | 50.6 | 101200000 | 101.2 | 1200 | 4.32 | 107.3358 | 0 | 0 | 0 |  |  | 0 | 0 | 0 | 0
|  | 279 | 0.4 | 0.44 | 19.695 | 0.745 | 464206.5332 | 78948.5714 | 0.078949 | 2200 | 2.2 | 4400000 | 4.4 | 1200 | 4.32 | 8.7989 | 0 | 0 | 0 |  |  | 0 | 0 | 0 | 0
|  | 280 | 0 | 0 | 18.95 | 0.745 | 464206.5332 | 0 | 0 | 0 | 0 | 0 | 0 | 1200 | 4.32 | 4.32 | 0 | 0 | 0 |  |  | 0 | 0 | 0 | 0
|  | 281 | 1.4 | 1.54 | 19.745 | 0.745 | 464206.5332 | 276320 | 0.27632 | 7700 | 7.7 | 15400000 | 15.4 | 1200 | 4.32 | 19.9963 | 0 | 0 | 0 |  |  | 0 | 0 | 0 | 0
|  | 282 | 1.8 | 1.98 | 20 | 0.745 | 464206.5332 | 355268.5714 | 0.35527 | 9900 | 9.9 | 19800000 | 19.8 | 1200 | 4.32 | 24.4753 | 0 | 0 | 0 |  |  | 0 | 0 | 0 | 0
|  | 283 | 17.8 | 19.58 | 20 | 0.745 | 464206.5332 | 3513211.4286 | 3.5132 | 97900 | 97.9 | 195800000 | 195.8 | 1200 | 4.32 | 203.6332 | 0 | 0 | 0 |  |  | 0 | 0 | 0 | 0
|  | 284 | 15.4 | 16.94 | 20 | 0.745 | 464206.5332 | 3039520 | 3.0395 | 84700 | 84.7 | 169400000 | 169.4 | 1200 | 4.32 | 176.7595 | 0 | 0 | 0 |  |  | 0 | 0 | 0 | 0
|  | 285 | 33 | 36.3 | 20 | 0.745 | 464206.5332 | 6513257.1429 | 6.5133 | 181500 | 181.5 | 363000000 | 363 | 1200 | 4.32 | 373.8333 | 0 | 0 | 0 |  |  | 0 | 0 | 0 | 0
|  | 286 | 31.4 | 34.54 | 20 | 0.745 | 464206.5332 | 6197462.8571 | 6.1975 | 172700 | 172.7 | 345400000 | 345.4 | 1200 | 4.32 | 355.9175 | 0 | 0 | 0 |  |  | 0 | 0 | 0 | 0
|  | 287 | 28.4 | 31.24 | 20 | 0.745 | 464206.5332 | 5605348.5714 | 5.6053 | 156200 | 156.2 | 312400000 | 312.4 | 1200 | 4.32 | 322.3253 | 0 | 0 | 0 |  |  | 0 | 0 | 0 | 0
|  | 288 | 6.4 | 7.04 | 20 | 0.745 | 464206.5332 | 1263177.1429 | 1.2632 | 35200 | 35.2 | 70400000 | 70.4 | 1200 | 4.32 | 75.9832 | 0 | 0 | 0 |  |  | 0 | 0 | 0 | 0
|  | 289 | 17.2 | 18.92 | 20 | 0.745 | 464206.5332 | 3394788.5714 | 3.3948 | 94600 | 94.6 | 189200000 | 189.2 | 1200 | 4.32 | 196.9148 | 0 | 0 | 0 |  |  | 0 | 0 | 0 | 0
|  | 290 | 27 | 29.7 | 20 | 0.745 | 464206.5332 | 5329028.5714 | 5.329 | 148500 | 148.5 | 297000000 | 297 | 1200 | 4.32 | 306.649 | 0 | 0 | 0 |  |  | 0 | 0 | 0 | 0
|  | 291 | 16.8 | 18.48 | 20 | 0.745 | 464206.5332 | 3315840 | 3.3158 | 92400 | 92.4 | 184800000 | 184.8 | 1200 | 4.32 | 192.4358 | 0 | 0 | 0 |  |  | 0 | 0 | 0 | 0
|  | 292 | 46.2 | 50.82 | 20 | 0.745 | 464206.5332 | 9118560 | 9.1186 | 254100 | 254.1 | 508200000 | 508.2 | 1200 | 4.32 | 521.6386 | 0 | 0 | 0 |  |  | 0 | 0 | 0 | 0
|  | 293 | 10.8 | 11.88 | 20 | 0.745 | 464206.5332 | 2131611.4286 | 2.1316 | 59400 | 59.4 | 118800000 | 118.8 | 1200 | 4.32 | 125.2516 | 0 | 0 | 0 |  |  | 0 | 0 | 0 | 0
|  | 294 | 40.2 | 44.22 | 20 | 0.745 | 464206.5332 | 7934331.4286 | 7.9343 | 221100 | 221.1 | 442200000 | 442.2 | 1200 | 4.32 | 454.4543 | 0 | 0 | 0 |  |  | 0 | 0 | 0 | 0
|  | 295 | 21.4 | 23.54 | 20 | 0.745 | 464206.5332 | 4223748.5714 | 4.2237 | 117700 | 117.7 | 235400000 | 235.4 | 1200 | 4.32 | 243.9437 | 0 | 0 | 0 |  |  | 0 | 0 | 0 | 0
|  | 296 | 9.4 | 10.34 | 20 | 0.745 | 464206.5332 | 1855291.4286 | 1.8553 | 51700 | 51.7 | 103400000 | 103.4 | 1200 | 4.32 | 109.5753 | 0 | 0 | 0 |  |  | 0 | 0 | 0 | 0
|  | 297 | 1.6 | 1.76 | 20 | 0.745 | 464206.5332 | 315794.2857 | 0.31579 | 8800 | 8.8 | 17600000 | 17.6 | 1200 | 4.32 | 22.2358 | 0 | 0 | 0 |  |  | 0 | 0 | 0 | 0
|  | 298 | 21.8 | 23.98 | 20 | 0.745 | 464206.5332 | 4302697.1429 | 4.3027 | 119900 | 119.9 | 239800000 | 239.8 | 1200 | 4.32 | 248.4227 | 0 | 0 | 0 |  |  | 0 | 0 | 0 | 0
|  | 299 | 2.4 | 2.64 | 20 | 0.745 | 464206.5332 | 473691.4286 | 0.47369 | 13200 | 13.2 | 26400000 | 26.4 | 1200 | 4.32 | 31.1937 | 0 | 0 | 0 |  |  | 0 | 0 | 0 | 0
|  | 300 | 33.6 | 36.96 | 20 | 0.745 | 464206.5332 | 6631680 | 6.6317 | 184800 | 184.8 | 369600000 | 369.6 | 1200 | 4.32 | 380.5517 | 0 | 0 | 0 |  |  | 0 | 0 | 0 | 0
|  | 301 | 24.4 | 26.84 | 20 | 0.745 | 464206.5332 | 4815862.8571 | 4.8159 | 134200 | 134.2 | 268400000 | 268.4 | 1200 | 4.32 | 277.5359 | 0 | 0 | 0 |  |  | 0 | 0 | 0 | 0
|  | 302 | 7 | 7.7 | 20 | 0.745 | 464206.5332 | 1381600 | 1.3816 | 38500 | 38.5 | 77000000 | 77 | 1200 | 4.32 | 82.7016 | 0 | 0 | 0 |  |  | 0 | 0 | 0 | 0
|  | 303 | 9 | 9.9 | 20 | 0.745 | 464206.5332 | 1776342.8571 | 1.7763 | 49500 | 49.5 | 99000000 | 99 | 1200 | 4.32 | 105.0963 | 0 | 0 | 0 |  |  | 0 | 0 | 0 | 0
|  | 304 | 15 | 16.5 | 20 | 0.745 | 464206.5332 | 2960571.4286 | 2.9606 | 82500 | 82.5 | 165000000 | 165 | 1200 | 4.32 | 172.2806 | 0 | 0 | 0 |  |  | 0 | 0 | 0 | 0
|  | 305 | 6.4 | 7.04 | 20 | 0.745 | 464206.5332 | 1263177.1429 | 1.2632 | 35200 | 35.2 | 70400000 | 70.4 | 1200 | 4.32 | 75.9832 | 0 | 0 | 0 |  |  | 0 | 0 | 0 | 0
|  | 306 | 37.6 | 41.36 | 20 | 0.745 | 464206.5332 | 7421165.7143 | 7.4212 | 206800 | 206.8 | 413600000 | 413.6 | 1200 | 4.32 | 425.3412 | 0 | 0 | 0 |  |  | 0 | 0 | 0 | 0
|  | 307 | 35.2 | 38.72 | 20 | 0.745 | 464206.5332 | 6947474.2857 | 6.9475 | 193600 | 193.6 | 387200000 | 387.2 | 1200 | 4.32 | 398.4675 | 0 | 0 | 0 |  |  | 0 | 0 | 0 | 0
|  | 308 | 9 | 9.9 | 20 | 0.745 | 464206.5332 | 1776342.8571 | 1.7763 | 49500 | 49.5 | 99000000 | 99 | 1200 | 4.32 | 105.0963 | 0 | 0 | 0 |  |  | 0 | 0 | 0 | 0
|  | 309 | 4.4 | 4.84 | 20 | 0.745 | 464206.5332 | 868434.2857 | 0.86843 | 24200 | 24.2 | 48400000 | 48.4 | 1200 | 4.32 | 53.5884 | 0 | 0 | 0 |  |  | 0 | 0 | 0 | 0
|  | 310 | 20.2 | 22.22 | 20 | 0.745 | 464206.5332 | 3986902.8571 | 3.9869 | 111100 | 111.1 | 222200000 | 222.2 | 1200 | 4.32 | 230.5069 | 0 | 0 | 0 |  |  | 0 | 0 | 0 | 0
|  | 311 | 1.4 | 1.54 | 20 | 0.745 | 464206.5332 | 276320 | 0.27632 | 7700 | 7.7 | 15400000 | 15.4 | 1200 | 4.32 | 19.9963 | 0 | 0 | 0 |  |  | 0 | 0 | 0 | 0
|  | 312 | 34 | 37.4 | 20 | 0.745 | 464206.5332 | 6710628.5714 | 6.7106 | 187000 | 187 | 374000000 | 374 | 1200 | 4.32 | 385.0306 | 0 | 0 | 0 |  |  | 0 | 0 | 0 | 0
|  | 313 | 0 | 0 | 19.255 | 0.745 | 464206.5332 | 0 | 0 | 0 | 0 | 0 | 0 | 1200 | 4.32 | 4.32 | 0 | 0 | 0 |  |  | 0 | 0 | 0 | 0
|  | 314 | 0 | 0 | 18.51 | 0.745 | 464206.5332 | 0 | 0 | 0 | 0 | 0 | 0 | 1200 | 4.32 | 4.32 | 0 | 0 | 0 |  |  | 0 | 0 | 0 | 0
|  | 315 | 0 | 0 | 17.765 | 0.745 | 464206.5332 | 0 | 0 | 0 | 0 | 0 | 0 | 1200 | 4.32 | 4.32 | 0 | 0 | 0 |  |  | 0 | 0 | 0 | 0
|  | 316 | 0 | 0 | 17.02 | 0.745 | 464206.5332 | 0 | 0 | 0 | 0 | 0 | 0 | 1200 | 4.32 | 4.32 | 0 | 0 | 0 |  |  | 0 | 0 | 0 | 0
|  | 317 | 0 | 0 | 16.275 | 0.745 | 464206.5332 | 0 | 0 | 0 | 0 | 0 | 0 | 1200 | 4.32 | 4.32 | 0 | 0 | 0 |  |  | 0 | 0 | 0 | 0
|  | 318 | 0 | 0 | 15.53 | 0.745 | 464206.5332 | 0 | 0 | 0 | 0 | 0 | 0 | 1200 | 4.32 | 4.32 | 0 | 0 | 0 |  |  | 0 | 0 | 0 | 0
|  | 319 | 0 | 0 | 14.785 | 0.745 | 464206.5332 | 0 | 0 | 0 | 0 | 0 | 0 | 1200 | 4.32 | 4.32 | 0 | 0 | 0 |  |  | 0 | 0 | 0 | 0
|  | 320 | 0 | 0 | 14.04 | 0.745 | 464206.5332 | 0 | 0 | 0 | 0 | 0 | 0 | 1200 | 4.32 | 4.32 | 0 | 0 | 0 |  |  | 0 | 0 | 0 | 0
|  | 321 | 0 | 0 | 13.295 | 0.745 | 464206.5332 | 0 | 0 | 0 | 0 | 0 | 0 | 1200 | 4.32 | 4.32 | 0 | 0 | 0 |  |  | 0 | 0 | 0 | 0
|  | 322 | 0 | 0 | 12.55 | 0.745 | 464206.5332 | 0 | 0 | 0 | 0 | 0 | 0 | 1200 | 4.32 | 4.32 | 0 | 0 | 0 |  |  | 0 | 0 | 0 | 0
|  | 323 | 3.4 | 3.74 | 15.545 | 0.745 | 464206.5332 | 671062.8571 | 0.67106 | 18700 | 18.7 | 37400000 | 37.4 | 1200 | 4.32 | 42.3911 | 0 | 0 | 0 |  |  | 0 | 0 | 0 | 0
|  | 324 | 29.4 | 32.34 | 20 | 0.745 | 464206.5332 | 5802720 | 5.8027 | 161700 | 161.7 | 323400000 | 323.4 | 1200 | 4.32 | 333.5227 | 0 | 0 | 0 |  |  | 0 | 0 | 0 | 0
|  | 325 | 32.8 | 36.08 | 20 | 0.745 | 464206.5332 | 6473782.8571 | 6.4738 | 180400 | 180.4 | 360800000 | 360.8 | 1200 | 4.32 | 371.5938 | 0 | 0 | 0 |  |  | 0 | 0 | 0 | 0
|  | 326 | 25.6 | 28.16 | 20 | 0.745 | 464206.5332 | 5052708.5714 | 5.0527 | 140800 | 140.8 | 281600000 | 281.6 | 1200 | 4.32 | 290.9727 | 0 | 0 | 0 |  |  | 0 | 0 | 0 | 0
|  | 327 | 15.2 | 16.72 | 20 | 0.745 | 464206.5332 | 3000045.7143 | 3 | 83600 | 83.6 | 167200000 | 167.2 | 1200 | 4.32 | 174.52 | 0 | 0 | 0 |  |  | 0 | 0 | 0 | 0
|  | 328 | 60.6 | 66.66 | 20 | 0.745 | 464206.5332 | 11960708.5714 | 11.9607 | 333300 | 333.3 | 666600000 | 666.6 | 1200 | 4.32 | 682.8807 | 0 | 0 | 0 |  |  | 0 | 0 | 0 | 0
|  | 329 | 15 | 16.5 | 20 | 0.745 | 464206.5332 | 2960571.4286 | 2.9606 | 82500 | 82.5 | 165000000 | 165 | 1200 | 4.32 | 172.2806 | 0 | 0 | 0 |  |  | 0 | 0 | 0 | 0
|  | 330 | 43 | 47.3 | 20 | 0.745 | 464206.5332 | 8486971.4286 | 8.487 | 236500 | 236.5 | 473000000 | 473 | 1200 | 4.32 | 485.807 | 0 | 0 | 0 |  |  | 0 | 0 | 0 | 0
|  | 331 | 15 | 16.5 | 20 | 0.745 | 464206.5332 | 2960571.4286 | 2.9606 | 82500 | 82.5 | 165000000 | 165 | 1200 | 4.32 | 172.2806 | 0 | 0 | 0 |  |  | 0 | 0 | 0 | 0
|  | 332 | 0 | 0 | 19.255 | 0.745 | 464206.5332 | 0 | 0 | 0 | 0 | 0 | 0 | 1200 | 4.32 | 4.32 | 0 | 0 | 0 |  |  | 0 | 0 | 0 | 0
|  | 333 | 0 | 0 | 18.51 | 0.745 | 464206.5332 | 0 | 0 | 0 | 0 | 0 | 0 | 1200 | 4.32 | 4.32 | 0 | 0 | 0 |  |  | 0 | 0 | 0 | 0
|  | 334 | 0 | 0 | 17.765 | 0.745 | 464206.5332 | 0 | 0 | 0 | 0 | 0 | 0 | 1200 | 4.32 | 4.32 | 0 | 0 | 0 |  |  | 0 | 0 | 0 | 0
|  | 335 | 0 | 0 | 17.02 | 0.745 | 464206.5332 | 0 | 0 | 0 | 0 | 0 | 0 | 1200 | 4.32 | 4.32 | 0 | 0 | 0 |  |  | 0 | 0 | 0 | 0
|  | 336 | 0 | 0 | 16.275 | 0.745 | 464206.5332 | 0 | 0 | 0 | 0 | 0 | 0 | 1200 | 4.32 | 4.32 | 0 | 0 | 0 |  |  | 0 | 0 | 0 | 0
|  | 337 | 0 | 0 | 15.53 | 0.745 | 464206.5332 | 0 | 0 | 0 | 0 | 0 | 0 | 1200 | 4.32 | 4.32 | 0 | 0 | 0 |  |  | 0 | 0 | 0 | 0
|  | 338 | 1.2 | 1.32 | 16.105 | 0.745 | 464206.5332 | 236845.7143 | 0.23685 | 6600 | 6.6 | 13200000 | 13.2 | 1200 | 4.32 | 17.7568 | 0 | 0 | 0 |  |  | 0 | 0 | 0 | 0
|  | 339 | 45.4 | 49.94 | 20 | 0.745 | 464206.5332 | 8960662.8571 | 8.9607 | 249700 | 249.7 | 499400000 | 499.4 | 1200 | 4.32 | 512.6807 | 0 | 0 | 0 |  |  | 0 | 0 | 0 | 0
|  | 340 | 0.8 | 0.88 | 20 | 0.745 | 464206.5332 | 157897.1429 | 0.1579 | 4400 | 4.4 | 8800000 | 8.8 | 1200 | 4.32 | 13.2779 | 0 | 0 | 0 |  |  | 0 | 0 | 0 | 0
|  | 341 | 15.2 | 16.72 | 20 | 0.745 | 464206.5332 | 3000045.7143 | 3 | 83600 | 83.6 | 167200000 | 167.2 | 1200 | 4.32 | 174.52 | 0 | 0 | 0 |  |  | 0 | 0 | 0 | 0
|  | 342 | 48.6 | 53.46 | 20 | 0.745 | 464206.5332 | 9592251.4286 | 9.5923 | 267300 | 267.3 | 534600000 | 534.6 | 1200 | 4.32 | 548.5123 | 0 | 0 | 0 |  |  | 0 | 0 | 0 | 0
|  | 343 | 34.2 | 37.62 | 20 | 0.745 | 464206.5332 | 6750102.8571 | 6.7501 | 188100 | 188.1 | 376200000 | 376.2 | 1200 | 4.32 | 387.2701 | 0 | 0 | 0 |  |  | 0 | 0 | 0 | 0
|  | 344 | 4.4 | 4.84 | 20 | 0.745 | 464206.5332 | 868434.2857 | 0.86843 | 24200 | 24.2 | 48400000 | 48.4 | 1200 | 4.32 | 53.5884 | 0 | 0 | 0 |  |  | 0 | 0 | 0 | 0
|  | 345 | 17.8 | 19.58 | 20 | 0.745 | 464206.5332 | 3513211.4286 | 3.5132 | 97900 | 97.9 | 195800000 | 195.8 | 1200 | 4.32 | 203.6332 | 0 | 0 | 0 |  |  | 0 | 0 | 0 | 0
|  | 346 | 1.4 | 1.54 | 20 | 0.745 | 464206.5332 | 276320 | 0.27632 | 7700 | 7.7 | 15400000 | 15.4 | 1200 | 4.32 | 19.9963 | 0 | 0 | 0 |  |  | 0 | 0 | 0 | 0
|  | 347 | 1 | 1.1 | 20 | 0.745 | 464206.5332 | 197371.4286 | 0.19737 | 5500 | 5.5 | 11000000 | 11 | 1200 | 4.32 | 15.5174 | 0 | 0 | 0 |  |  | 0 | 0 | 0 | 0
|  | 348 | 0 | 0 | 19.255 | 0.745 | 464206.5332 | 0 | 0 | 0 | 0 | 0 | 0 | 1200 | 4.32 | 4.32 | 0 | 0 | 0 |  |  | 0 | 0 | 0 | 0
|  | 349 | 9 | 9.9 | 20 | 0.745 | 464206.5332 | 1776342.8571 | 1.7763 | 49500 | 49.5 | 99000000 | 99 | 1200 | 4.32 | 105.0963 | 0 | 0 | 0 |  |  | 0 | 0 | 0 | 0
|  | 350 | 20.2 | 22.22 | 20 | 0.745 | 464206.5332 | 3986902.8571 | 3.9869 | 111100 | 111.1 | 222200000 | 222.2 | 1200 | 4.32 | 230.5069 | 0 | 0 | 0 |  |  | 0 | 0 | 0 | 0
|  | 351 | 0.8 | 0.88 | 20 | 0.745 | 464206.5332 | 157897.1429 | 0.1579 | 4400 | 4.4 | 8800000 | 8.8 | 1200 | 4.32 | 13.2779 | 0 | 0 | 0 |  |  | 0 | 0 | 0 | 0
|  | 352 | 24.6 | 27.06 | 20 | 0.745 | 464206.5332 | 4855337.1429 | 4.8553 | 135300 | 135.3 | 270600000 | 270.6 | 1200 | 4.32 | 279.7753 | 0 | 0 | 0 |  |  | 0 | 0 | 0 | 0
|  | 353 | 0 | 0 | 19.255 | 0.745 | 464206.5332 | 0 | 0 | 0 | 0 | 0 | 0 | 1200 | 4.32 | 4.32 | 0 | 0 | 0 |  |  | 0 | 0 | 0 | 0
|  | 354 | 0 | 0 | 18.51 | 0.745 | 464206.5332 | 0 | 0 | 0 | 0 | 0 | 0 | 1200 | 4.32 | 4.32 | 0 | 0 | 0 |  |  | 0 | 0 | 0 | 0
|  | 355 | 8.8 | 9.68 | 20 | 0.745 | 464206.5332 | 1736868.5714 | 1.7369 | 48400 | 48.4 | 96800000 | 96.8 | 1200 | 4.32 | 102.8569 | 0 | 0 | 0 |  |  | 0 | 0 | 0 | 0
|  | 356 | 11.6 | 12.76 | 20 | 0.745 | 464206.5332 | 2289508.5714 | 2.2895 | 63800 | 63.8 | 127600000 | 127.6 | 1200 | 4.32 | 134.2095 | 0 | 0 | 0 |  |  | 0 | 0 | 0 | 0
|  | 357 | 10 | 11 | 20 | 0.745 | 464206.5332 | 1973714.2857 | 1.9737 | 55000 | 55 | 110000000 | 110 | 1200 | 4.32 | 116.2937 | 0 | 0 | 0 |  |  | 0 | 0 | 0 | 0
|  | 358 | 2.2 | 2.42 | 20 | 0.745 | 464206.5332 | 434217.1429 | 0.43422 | 12100 | 12.1 | 24200000 | 24.2 | 1200 | 4.32 | 28.9542 | 0 | 0 | 0 |  |  | 0 | 0 | 0 | 0
|  | 359 | 0.6 | 0.66 | 19.915 | 0.745 | 464206.5332 | 118422.8571 | 0.11842 | 3300 | 3.3 | 6600000 | 6.6 | 1200 | 4.32 | 11.0384 | 0 | 0 | 0 |  |  | 0 | 0 | 0 | 0
|  | 360 | 10.2 | 11.22 | 20 | 0.745 | 464206.5332 | 2013188.5714 | 2.0132 | 56100 | 56.1 | 112200000 | 112.2 | 1200 | 4.32 | 118.5332 | 0 | 0 | 0 |  |  | 0 | 0 | 0 | 0
|  | 361 | 5.4 | 5.94 | 20 | 0.745 | 464206.5332 | 1065805.7143 | 1.0658 | 29700 | 29.7 | 59400000 | 59.4 | 1200 | 4.32 | 64.7858 | 0 | 0 | 0 |  |  | 0 | 0 | 0 | 0
|  | 362 | 0 | 0 | 19.255 | 0.745 | 464206.5332 | 0 | 0 | 0 | 0 | 0 | 0 | 1200 | 4.32 | 4.32 | 0 | 0 | 0 |  |  | 0 | 0 | 0 | 0
|  | 363 | 0 | 0 | 18.51 | 0.745 | 464206.5332 | 0 | 0 | 0 | 0 | 0 | 0 | 1200 | 4.32 | 4.32 | 0 | 0 | 0 |  |  | 0 | 0 | 0 | 0
|  | 364 | 0 | 0 | 17.765 | 0.745 | 464206.5332 | 0 | 0 | 0 | 0 | 0 | 0 | 1200 | 4.32 | 4.32 | 0 | 0 | 0 |  |  | 0 | 0 | 0 | 0
|  | 365 | 0 | 0 | 17.02 | 0.745 | 464206.5332 | 0 | 0 | 0 | 0 | 0 | 0 | 1200 | 4.32 | 4.32 | 0 | 0 | 0 |  |  | 0 | 0 | 0 | 0

## Stakeholder Satisfaction
RWH Satisfaction Values |  | RED IS INPUT ONLY, TYPE NEW VALUES INTO RED
Team J-9
Satisfaction Curve Data from Compnent Selection Guide
Attribute | Parameter | Equation | Value | Weight | Min Value | Max. Value | Units | Satisfaction | Weight | Weighted percents
Consumption, C | C |  | 745 | H | 125 | 745 | L/day | 1 | 0.1875 | 0.1875
Relative cost, C_R | C_R |  | 54218.7692 | H | 33000 | 126500 | % relative to shipping water | 0.87822 | 0.1875 | 0.16467
Health & environmental risk exposure, E | E |  | 0 | M | 1 | 24 | N/A | 1 | 0.125 | 0.125
Power System & Greenhouse Gas, G | G |  | 34.6626 | M | 15 | 110 | % relative to shipping water | 0.89797 | 0.125 | 0.11225
Maintenance Occurence, MP | M |  | 18 | M | 10 | 60 | #/year | 0.93815 | 0.125 | 0.11727
Non-potable water supply, NP | NP |  | 0.2 | L | 0 | 0.3 | Average L/day (as fraction of consumption, C) | 0.75 | 0.0625 | 0.046875
On-demand flow rate, Qin | Qin |  | 41.469 | L | 18 | 40 | L/min | 1 | 0.0625 | 0.0625
Reliability (days consumption met), R | R |  | 356 | M | 200 | 365 | days/year | 0.99268 | 0.125 | 0.12408
Overall Satisfaction | [7 empty] | 93.21% | 1 | 94.01%
6.25%

## Costs
RWH Input-Output Data
Team J-9
Costs
Description | Input | Item Cost | Cost
Catchment Area
half roof catchment | 0 | 150 | 0
full roof catchment | 1 | 350 | 350
additional catchment | 1000 | 500+10/m3 | 10500
Catchment tank
400L | 0 | 200 | 0
1500L | 0 | 500 | 0
2500L | 1 | 900 | 900
5000L | 0 | 1500 | 0
10000L | 0 | 2000 | 0
Storage Tank
Volume | 20 | 300/m3 | 6000
Water level Sensor | 1 | 250 | 250
Storage Tank Tower | 21 | 25(V_tank)^(1.6)+150(H_tower)^(1.8) | 0
Piping | 48.7442 | 40/m3 | 1949.7692
Water Treatment
Bag Filter | 1 | 100 | 100
1um Cartridge | 1 | 110 | 110
5um Cartridge | 1 | 125 | 125
Chemical Disinfection
Chlorine Initial | 0 | 700 | 0
Ozone initial | 1 | 4000 | 4000
UV System
36W | 0 | 500 | 0
40W | 0 | 600 | 0
50W | 1 | 850 | 850
Pump Specs
Pump A | 0 | 640 | 0
Pump B | 0 | 1250 | 0
Pump C | 1 | 3250 | 3250
Power System
Solar Panels
HES-260 | 0 | 550 | 0
SW-80 | 5 | 205 | 1025
HES-306P | 0 | 450 | 0
Diesel Generator | 0 | 3250 | 0
Misc.
12V Deep Cycle | 1 | 390 | 390
DC-AC Converter | 1 | 2369 | 2369
Yearly Costs
Shipped Water | 9 | 100/day | 900
Diesel Cost per shipment | 0 | 325 | 0
Maintince Filters | 18 | various costs | 3330
Chlorine Shipped | 0 | 100 | 0
Diesel Maintenance | 0 | 50 | 0
Total Cost Initial | 33068.7692
Total Cost for 5 years | 54218.7692
Reference Cost for 5 years | 110000

## Flow Rate
RWH Input-Output Data
Team J-9
Distance to storage tank, L | 41.5331 | [m]
Height of storage tank | 26 | [m]
Density of water, ρ | 1000 | [kg/m3]
Gravity constant, g | 9.81 | [m/s2]
Pump coefficients a | -0.0151
Pump coefficients b | -0.5516
Pump coefficients c | 356.8
Diameter of pipe D | 0.02 | [m]
Area of the pipe | 0.00031416 | [m^2]
Friction factor for pipe, f | 0.05
Loss coefficient due to fittings and valves on the pipe, K | 10 | [K] | Storage to House | [7 empty] | House to Storage
Filter coefficient, Cf | 13743
|  |  | Flow Velocity, V | Flow Rate, Q | Pump Pressure, Pa | System Curve Pressure, Pa |  |  |  |  | Flow Velocity, V | Flow Rate, Q | Pump Pressure, Pa | System Curve Pressure, Pa
|  |  | [m/s] | [L/min] | [Pa] | [Pa] | Q (m³/s) | Difference from pump to system |  |  | [m/s] | [L/min] | [Pa] | [Pa] | Q (m³/s) | Difference from pump to system | Variable Efficiency
|  |  | 0 | 0 | 255060 | 0 | 0 | 255060 |  |  | 0 | 0 | 255060 | 356800 | 0 | -101740 | 0
|  |  | 0.2 | 3.7699 | 255060 | 2276.656 | 6.2832e-05 | 252783.344 |  |  | 0.2 | 3.7699 | 260085.256 | 354505.9123 | 6.2832e-05 | -94420.6563 | 0.12091
|  |  | 0.4 | 7.5398 | 255060 | 9106.6239 | 0.00012566 | 245953.3761 |  |  | 0.4 | 7.5398 | 269663.8239 | 351782.6153 | 0.00012566 | -82118.7914 | 0.17836
|  |  | 0.6 | 11.3097 | 255060 | 20489.9037 | 0.0001885 | 234570.0963 |  |  | 0.6 | 11.3097 | 283795.7037 | 348630.1089 | 0.0001885 | -64834.4052 | 0.22456
|  |  | 0.8 | 15.0796 | 255060 | 36426.4955 | 0.00025133 | 218633.5045 |  |  | 0.8 | 15.0796 | 302480.8955 | 345048.3931 | 0.00025133 | -42567.4977 | 0.26491
|  |  | 1 | 18.8496 | 255060 | 56916.3991 | 0.00031416 | 198143.6009 |  |  | 1 | 18.8496 | 325719.3991 | 341037.468 | 0.00031416 | -15318.0689 | 0.30149
|  |  | 1.2 | 22.6195 | 255060 | 81959.6148 | 0.00037699 | 173100.3852 |  |  | 1.2 | 22.6195 | 353511.2148 | 336597.3335 | 0.00037699 | 16913.8812 | 0.33535
|  |  | 1.4 | 26.3894 | 255060 | 111556.1423 | 0.00043982 | 143503.8577 |  |  | 1.4 | 26.3894 | 385856.3423 | 331727.9897 | 0.00043982 | 54128.3526 | 0.36706
|  |  | 1.6 | 30.1593 | 255060 | 145705.9818 | 0.00050265 | 109354.0182 |  |  | 1.6 | 30.1593 | 422754.7818 | 326429.4365 | 0.00050265 | 96325.3453 | 0.39697
|  |  | 1.8 | 33.9292 | 255060 | 184409.1332 | 0.00056549 | 70650.8668 |  |  | 1.8 | 33.9292 | 464206.5332 | 320701.674 | 0.00056549 | 143504.8592 | 0.42529
|  |  | 2 | 37.6991 | 255060 | 227665.5966 | 0.00062832 | 27394.4034 |  |  | 2 | 37.6991 | 510211.5966 | 314544.7021 | 0.00062832 | 195666.8945 | 0.45215 | Flow Rate | 15318.0689
|  |  | 2.2 | 41.469 | 255060 | 275475.3719 | 0.00069115 | -20415.3719 |  |  | 2.2 | 41.469 | 560769.9719 | 307958.5208 | 0.00069115 | 252811.451 | 0.47761 | Q [LPM] | 18.8496
|  |  | 2.4 | 45.2389 | 255060 | 327838.4591 | 0.00075398 | -72778.4591 | Flow Rate | 20415.3719 | 2.4 | 45.2389 | 615881.6591 | 300943.1302 | 0.00075398 | 314938.5288 | 0.50169 | Q [m^3/day] | 27.1434
|  |  | 2.6 | 49.0088 | 255060 | 384754.8582 | 0.00081681 | -129694.8582 | Q [LPM] | 41.469 | 2.6 | 49.0088 | 675546.6582 | 293498.5303 | 0.00081681 | 382048.1279 | 0.52439 | Efficiency | 30.15%
|  |  | 2.8 | 52.7788 | 255060 | 446224.5693 | 0.00087965 | -191164.5693 | Q [m^3/day] | 59.7154 | 2.8 | 52.7788 | 739764.9693 | 285624.721 | 0.00087965 | 454140.2483 | 0.54565
|  |  | 3 | 56.5487 | 255060 | 512247.5923 | 0.00094248 | -257187.5923 |  |  | 3 | 56.5487 | 808536.5923 | 277321.7023 | 0.00094248 | 531214.89 | 0.56544
| goal seek |  | 1.9809 | 37.3393 | 255060 | 223339.9505 | 0.00062232 | 31720.0495 |  |  | 2.5458 | 47.9875 | 658932.585 | 295557.8032 | 0.00079979 | 363374.7817
|  |  |  | on demand flow rate | [7 empty] | 69.102

## Solar Energy Model
Solar Energy Model
Sunshine Data |  |  | HES-260(Solar)
Month | Sunshine/day |  | Solar Intensity | 275 | W/m^2
[-] | [hr] |  | Panel area | 8 | m^2
Jan | 8.5 |  | # of panels | 5
Feb | 10 |  | Efficiency | 0.15
Mar | 11.8 |  | Batteries
Apr | 13.6 |  | Capacity | 2000 | Wh
May | 15.3 |  | # of batteries | 1
Jun | 16 |  | Efficiency | 0.96
Jul | 15.75 |  | Electrical Power Demand
Aug | 14.2 |  | Use per day | 15 | hours
Sep | 12.5
Oct | 10.75
Nov | 9
Dec | 8.25
Day | Month | Date | Hours of Sunshine | Incident Solar Energy | Energy Generated | Energy In | Energy Needed | Energy Out | Energy Stored | Meets requirement? | Days Power Requirement not met | 552.2262
[-] | [-] | [-] | [hr] | [Whr] | [Whr] | [Whr] | [Whr] | [Whr] | [Wh] | [-] | 0
1 | Jan | 1 | 8.5 | 18700 | 2805 | 2692.8 | 1030.7175 | 1073.664 | 2000 | 0
2 | Jan | 2 | 8.5 | 11687.5 | 1753.125 | 1683 | 1085.5429 | 1130.7738 | 2000 | 0
3 | Jan | 3 | 8.5 | 11687.5 | 1753.125 | 1683 | 0 | 0 | 2000 | 0
4 | Jan | 4 | 8.5 | 11687.5 | 1753.125 | 1683 | 0 | 0 | 2000 | 0
5 | Jan | 5 | 8.5 | 11687.5 | 1753.125 | 1683 | 0 | 0 | 2000 | 0
6 | Jan | 6 | 8.5 | 11687.5 | 1753.125 | 1683 | 274.127 | 285.5489 | 2000 | 0
7 | Jan | 7 | 8.5 | 11687.5 | 1753.125 | 1683 | 1118.4381 | 1165.0397 | 2000 | 0
8 | Jan | 8 | 8.5 | 11687.5 | 1753.125 | 1683 | 1359.6698 | 1416.3228 | 2000 | 0
9 | Jan | 9 | 8.5 | 11687.5 | 1753.125 | 1683 | 1864.0635 | 1941.7328 | 2000 | 0
10 | Jan | 10 | 8.5 | 11687.5 | 1753.125 | 1683 | 2445.2127 | 2547.0966 | 1741.2672 | 0
11 | Jan | 11 | 8.5 | 11687.5 | 1753.125 | 1683 | 789.4857 | 822.381 | 877.1706 | 0
12 | Jan | 12 | 8.5 | 11687.5 | 1753.125 | 1683 | 2752.2349 | 0 | 1737.7897 | 0
13 | Jan | 13 | 8.5 | 11687.5 | 1753.125 | 1683 | 526.3238 | 548.254 | 2000 | 0
14 | Jan | 14 | 8.5 | 11687.5 | 1753.125 | 1683 | 317.9873 | 331.2368 | 2000 | 0
15 | Jan | 15 | 8.5 | 11687.5 | 1753.125 | 1683 | 87.7206 | 91.3757 | 2000 | 0
16 | Jan | 16 | 8.5 | 11687.5 | 1753.125 | 1683 | 43.8603 | 45.6878 | 2000 | 0
17 | Jan | 17 | 8.5 | 11687.5 | 1753.125 | 1683 | 0 | 0 | 2000 | 0
18 | Jan | 18 | 8.5 | 11687.5 | 1753.125 | 1683 | 142.546 | 148.4854 | 2000 | 0
19 | Jan | 19 | 8.5 | 11687.5 | 1753.125 | 1683 | 54.8254 | 57.1098 | 2000 | 0
20 | Jan | 20 | 8.5 | 11687.5 | 1753.125 | 1683 | 32.8952 | 34.2659 | 2000 | 0
21 | Jan | 21 | 8.5 | 11687.5 | 1753.125 | 1683 | 43.8603 | 45.6878 | 2000 | 0
22 | Jan | 22 | 8.5 | 11687.5 | 1753.125 | 1683 | 32.8952 | 34.2659 | 2000 | 0
23 | Jan | 23 | 8.5 | 11687.5 | 1753.125 | 1683 | 0 | 0 | 2000 | 0
24 | Jan | 24 | 8.5 | 11687.5 | 1753.125 | 1683 | 0 | 0 | 2000 | 0
25 | Jan | 25 | 8.5 | 11687.5 | 1753.125 | 1683 | 0 | 0 | 2000 | 0
26 | Jan | 26 | 8.5 | 11687.5 | 1753.125 | 1683 | 0 | 0 | 2000 | 0
27 | Jan | 27 | 8.5 | 11687.5 | 1753.125 | 1683 | 964.927 | 1005.1323 | 2000 | 0
28 | Jan | 28 | 8.5 | 11687.5 | 1753.125 | 1683 | 0 | 0 | 2000 | 0
29 | Jan | 29 | 8.5 | 11687.5 | 1753.125 | 1683 | 0 | 0 | 2000 | 0
30 | Jan | 30 | 8.5 | 11687.5 | 1753.125 | 1683 | 0 | 0 | 2000 | 0
31 | Jan | 31 | 8.5 | 11687.5 | 1753.125 | 1683 | 1342.546 | 1398.4854 | 2000 | 0
32 | Feb | 1 | 10 | 13750 | 2062.5 | 1980 | 9286.9905 | 0 | 2000 | 0
33 | Feb | 2 | 10 | 13750 | 2062.5 | 1980 | 1200 | 1250 | 2000 | 0
34 | Feb | 3 | 10 | 13750 | 2062.5 | 1980 | 1200 | 1250 | 2000 | 0
35 | Feb | 4 | 10 | 13750 | 2062.5 | 1980 | 1200 | 1250 | 2000 | 0
36 | Feb | 5 | 10 | 13750 | 2062.5 | 1980 | 1200 | 1250 | 2000 | 0
37 | Feb | 6 | 10 | 13750 | 2062.5 | 1980 | 1200 | 1250 | 2000 | 0
38 | Feb | 7 | 10 | 13750 | 2062.5 | 1980 | 1200 | 1250 | 2000 | 0
39 | Feb | 8 | 10 | 13750 | 2062.5 | 1980 | 1200 | 1250 | 2000 | 0
40 | Feb | 9 | 10 | 13750 | 2062.5 | 1980 | 39146.6476 | 0 | 2000 | 0
41 | Feb | 10 | 10 | 13750 | 2062.5 | 1980 | 42879.1048 | 0 | 2000 | 0
42 | Feb | 11 | 10 | 13750 | 2062.5 | 1980 | 146143.7524 | 0 | 2000 | 0
43 | Feb | 12 | 10 | 13750 | 2062.5 | 1980 | 53454.4 | 0 | 2000 | 0
44 | Feb | 13 | 10 | 13750 | 2062.5 | 1980 | 49721.9429 | 0 | 2000 | 0
45 | Feb | 14 | 10 | 13750 | 2062.5 | 1980 | 10531.1429 | 0 | 2000 | 0
46 | Feb | 15 | 10 | 13750 | 2062.5 | 1980 | 37280.419 | 0 | 2000 | 0
47 | Feb | 16 | 10 | 13750 | 2062.5 | 1980 | 60297.2381 | 0 | 2000 | 0
48 | Feb | 17 | 10 | 13750 | 2062.5 | 1980 | 29815.5048 | 0 | 2000 | 0
49 | Feb | 18 | 10 | 13750 | 2062.5 | 1980 | 40390.8 | 0 | 2000 | 0
50 | Feb | 19 | 10 | 13750 | 2062.5 | 1980 | 69006.3048 | 0 | 2000 | 0
51 | Feb | 20 | 10 | 13750 | 2062.5 | 1980 | 8664.9143 | 0 | 2000 | 0
52 | Feb | 21 | 10 | 13750 | 2062.5 | 1980 | 3688.3048 | 3841.9841 | 2000 | 0
53 | Feb | 22 | 10 | 13750 | 2062.5 | 1980 | 16129.8286 | 0 | 138.0159 | 0
54 | Feb | 23 | 10 | 13750 | 2062.5 | 1980 | 46611.5619 | 0 | 2000 | 0
55 | Feb | 24 | 10 | 13750 | 2062.5 | 1980 | 22350.5905 | 0 | 2000 | 0
56 | Feb | 25 | 10 | 13750 | 2062.5 | 1980 | 1200 | 1250 | 2000 | 0
57 | Feb | 26 | 10 | 13750 | 2062.5 | 1980 | 3688.3048 | 3841.9841 | 2000 | 0
58 | Feb | 27 | 10 | 13750 | 2062.5 | 1980 | 1200 | 1250 | 138.0159 | 0
59 | Feb | 28 | 10 | 13750 | 2062.5 | 1980 | 2444.1524 | 0 | 868.0159 | 0
60 | Mar | 1 | 11.8 | 16225 | 2433.75 | 2336.4 | 7420.7619 | 0 | 2000 | 0
61 | Mar | 2 | 11.8 | 16225 | 2433.75 | 2336.4 | 60297.2381 | 0 | 2000 | 0
62 | Mar | 3 | 11.8 | 16225 | 2433.75 | 2336.4 | 4310.381 | 0 | 2000 | 0
63 | Mar | 4 | 11.8 | 16225 | 2433.75 | 2336.4 | 8664.9143 | 0 | 2000 | 0
64 | Mar | 5 | 11.8 | 16225 | 2433.75 | 2336.4 | 75227.0667 | 0 | 2000 | 0
65 | Mar | 6 | 11.8 | 16225 | 2433.75 | 2336.4 | 27949.2762 | 0 | 2000 | 0
66 | Mar | 7 | 11.8 | 16225 | 2433.75 | 2336.4 | 106952.9524 | 0 | 2000 | 0
67 | Mar | 8 | 11.8 | 16225 | 2433.75 | 2336.4 | 164183.9619 | 0 | 2000 | 0
68 | Mar | 9 | 11.8 | 16225 | 2433.75 | 2336.4 | 34170.0381 | 0 | 2000 | 0
69 | Mar | 10 | 11.8 | 16225 | 2433.75 | 2336.4 | 8664.9143 | 0 | 2000 | 0
70 | Mar | 11 | 11.8 | 16225 | 2433.75 | 2336.4 | 1200 | 1250 | 2000 | 0
71 | Mar | 12 | 11.8 | 16225 | 2433.75 | 2336.4 | 9909.0667 | 0 | 2000 | 0
72 | Mar | 13 | 11.8 | 16225 | 2433.75 | 2336.4 | 64029.6952 | 0 | 2000 | 0
73 | Mar | 14 | 11.8 | 16225 | 2433.75 | 2336.4 | 44123.2571 | 0 | 2000 | 0
74 | Mar | 15 | 11.8 | 16225 | 2433.75 | 2336.4 | 72116.6857 | 0 | 2000 | 0
75 | Mar | 16 | 11.8 | 16225 | 2433.75 | 2336.4 | 17996.0571 | 0 | 2000 | 0
76 | Mar | 17 | 11.8 | 16225 | 2433.75 | 2336.4 | 2444.1524 | 2545.9921 | 2000 | 0
77 | Mar | 18 | 11.8 | 16225 | 2433.75 | 2336.4 | 97621.8095 | 0 | 1790.4079 | 0
78 | Mar | 19 | 11.8 | 16225 | 2433.75 | 2336.4 | 6176.6095 | 0 | 2000 | 0
79 | Mar | 20 | 11.8 | 16225 | 2433.75 | 2336.4 | 6176.6095 | 0 | 2000 | 0
80 | Mar | 21 | 11.8 | 16225 | 2433.75 | 2336.4 | 24838.8952 | 0 | 2000 | 0
81 | Mar | 22 | 11.8 | 16225 | 2433.75 | 2336.4 | 9286.9905 | 0 | 2000 | 0
82 | Mar | 23 | 11.8 | 16225 | 2433.75 | 2336.4 | 1200 | 1250 | 2000 | 0
83 | Mar | 24 | 11.8 | 16225 | 2433.75 | 2336.4 | 13641.5238 | 0 | 2000 | 0
84 | Mar | 25 | 11.8 | 16225 | 2433.75 | 2336.4 | 97621.8095 | 0 | 2000 | 0
85 | Mar | 26 | 11.8 | 16225 | 2433.75 | 2336.4 | 1822.0762 | 1897.996 | 2000 | 0
86 | Mar | 27 | 11.8 | 16225 | 2433.75 | 2336.4 | 14885.6762 | 0 | 2000 | 0
87 | Mar | 28 | 11.8 | 16225 | 2433.75 | 2336.4 | 74604.9905 | 0 | 2000 | 0
88 | Mar | 29 | 11.8 | 16225 | 2433.75 | 2336.4 | 130591.8476 | 0 | 2000 | 0
89 | Mar | 30 | 11.8 | 16225 | 2433.75 | 2336.4 | 10531.1429 | 0 | 2000 | 0
90 | Mar | 31 | 11.8 | 16225 | 2433.75 | 2336.4 | 1200 | 1250 | 2000 | 0
91 | Apr | 1 | 13.6 | 18700 | 2805 | 2692.8 | 1200 | 1250 | 2000 | 0
92 | Apr | 2 | 13.6 | 18700 | 2805 | 2692.8 | 18618.1333 | 0 | 2000 | 0
93 | Apr | 3 | 13.6 | 18700 | 2805 | 2692.8 | 64651.7714 | 0 | 2000 | 0
94 | Apr | 4 | 13.6 | 18700 | 2805 | 2692.8 | 9286.9905 | 0 | 2000 | 0
95 | Apr | 5 | 13.6 | 18700 | 2805 | 2692.8 | 50655.0571 | 0 | 2000 | 0
96 | Apr | 6 | 13.6 | 18700 | 2805 | 2692.8 | 30437.581 | 0 | 2000 | 0
97 | Apr | 7 | 13.6 | 18700 | 2805 | 2692.8 | 43501.181 | 0 | 2000 | 0
98 | Apr | 8 | 13.6 | 18700 | 2805 | 2692.8 | 18618.1333 | 0 | 2000 | 0
99 | Apr | 9 | 13.6 | 18700 | 2805 | 2692.8 | 1200 | 1250 | 2000 | 0
100 | Apr | 10 | 13.6 | 18700 | 2805 | 2692.8 | 52832.3238 | 0 | 2000 | 0
101 | Apr | 11 | 13.6 | 18700 | 2805 | 2692.8 | 1200 | 1250 | 2000 | 0
102 | Apr | 12 | 13.6 | 18700 | 2805 | 2692.8 | 1200 | 1250 | 2000 | 0
103 | Apr | 13 | 13.6 | 18700 | 2805 | 2692.8 | 1200 | 1250 | 2000 | 0
104 | Apr | 14 | 13.6 | 18700 | 2805 | 2692.8 | 47233.6381 | 0 | 2000 | 0
105 | Apr | 15 | 13.6 | 18700 | 2805 | 2692.8 | 65895.9238 | 0 | 2000 | 0
106 | Apr | 16 | 13.6 | 18700 | 2805 | 2692.8 | 117528.2476 | 0 | 2000 | 0
107 | Apr | 17 | 13.6 | 18700 | 2805 | 2692.8 | 31681.7333 | 0 | 2000 | 0
108 | Apr | 18 | 13.6 | 18700 | 2805 | 2692.8 | 7109.7238 | 0 | 2000 | 0
109 | Apr | 19 | 13.6 | 18700 | 2805 | 2692.8 | 66518 | 0 | 2000 | 0
110 | Apr | 20 | 13.6 | 18700 | 2805 | 2692.8 | 94511.4286 | 0 | 2000 | 0
111 | Apr | 21 | 13.6 | 18700 | 2805 | 2692.8 | 1200 | 1250 | 2000 | 0
112 | Apr | 22 | 13.6 | 18700 | 2805 | 2692.8 | 14885.6762 | 0 | 2000 | 0
113 | Apr | 23 | 13.6 | 18700 | 2805 | 2692.8 | 41012.8762 | 0 | 2000 | 0
114 | Apr | 24 | 13.6 | 18700 | 2805 | 2692.8 | 82069.9048 | 0 | 2000 | 0
115 | Apr | 25 | 13.6 | 18700 | 2805 | 2692.8 | 6798.6857 | 0 | 2000 | 0
116 | Apr | 26 | 13.6 | 18700 | 2805 | 2692.8 | 110063.3333 | 0 | 2000 | 0
117 | Apr | 27 | 13.6 | 18700 | 2805 | 2692.8 | 23594.7429 | 0 | 2000 | 0
118 | Apr | 28 | 13.6 | 18700 | 2805 | 2692.8 | 3688.3048 | 3841.9841 | 2000 | 0
119 | Apr | 29 | 13.6 | 18700 | 2805 | 2692.8 | 1511.0381 | 1573.998 | 850.8159 | 0
120 | Apr | 30 | 13.6 | 18700 | 2805 | 2692.8 | 1200 | 1250 | 1969.6179 | 0
121 | May | 1 | 15.3 | 21037.5 | 3155.625 | 3029.4 | 1200 | 1250 | 2000 | 0
122 | May | 2 | 15.3 | 21037.5 | 3155.625 | 3029.4 | 7420.7619 | 0 | 2000 | 0
123 | May | 3 | 15.3 | 21037.5 | 3155.625 | 3029.4 | 15507.7524 | 0 | 2000 | 0
124 | May | 4 | 15.3 | 21037.5 | 3155.625 | 3029.4 | 13019.4476 | 0 | 2000 | 0
125 | May | 5 | 15.3 | 21037.5 | 3155.625 | 3029.4 | 1200 | 1250 | 2000 | 0
126 | May | 6 | 15.3 | 21037.5 | 3155.625 | 3029.4 | 1200 | 1250 | 2000 | 0
127 | May | 7 | 15.3 | 21037.5 | 3155.625 | 3029.4 | 1200 | 1250 | 2000 | 0
128 | May | 8 | 15.3 | 21037.5 | 3155.625 | 3029.4 | 1200 | 1250 | 2000 | 0
129 | May | 9 | 15.3 | 21037.5 | 3155.625 | 3029.4 | 1200 | 1250 | 2000 | 0
130 | May | 10 | 15.3 | 21037.5 | 3155.625 | 3029.4 | 1822.0762 | 1897.996 | 2000 | 0
131 | May | 11 | 15.3 | 21037.5 | 3155.625 | 3029.4 | 1200 | 1250 | 2000 | 0
132 | May | 12 | 15.3 | 21037.5 | 3155.625 | 3029.4 | 1822.0762 | 1897.996 | 2000 | 0
133 | May | 13 | 15.3 | 21037.5 | 3155.625 | 3029.4 | 1200 | 1250 | 2000 | 0
134 | May | 14 | 15.3 | 21037.5 | 3155.625 | 3029.4 | 1200 | 1250 | 2000 | 0
135 | May | 15 | 15.3 | 21037.5 | 3155.625 | 3029.4 | 1200 | 1250 | 2000 | 0
136 | May | 16 | 15.3 | 21037.5 | 3155.625 | 3029.4 | 9909.0667 | 0 | 2000 | 0
137 | May | 17 | 15.3 | 21037.5 | 3155.625 | 3029.4 | 1200 | 1250 | 2000 | 0
138 | May | 18 | 15.3 | 21037.5 | 3155.625 | 3029.4 | 1200 | 1250 | 2000 | 0
139 | May | 19 | 15.3 | 21037.5 | 3155.625 | 3029.4 | 1200 | 1250 | 2000 | 0
140 | May | 20 | 15.3 | 21037.5 | 3155.625 | 3029.4 | 1200 | 1250 | 2000 | 0
141 | May | 21 | 15.3 | 21037.5 | 3155.625 | 3029.4 | 26705.1238 | 0 | 2000 | 0
142 | May | 22 | 15.3 | 21037.5 | 3155.625 | 3029.4 | 93267.2762 | 0 | 2000 | 0
143 | May | 23 | 15.3 | 21037.5 | 3155.625 | 3029.4 | 3688.3048 | 3841.9841 | 2000 | 0
144 | May | 24 | 15.3 | 21037.5 | 3155.625 | 3029.4 | 17373.981 | 0 | 1187.4159 | 0
145 | May | 25 | 15.3 | 21037.5 | 3155.625 | 3029.4 | 73982.9143 | 0 | 2000 | 0
146 | May | 26 | 15.3 | 21037.5 | 3155.625 | 3029.4 | 1200 | 1250 | 2000 | 0
147 | May | 27 | 15.3 | 21037.5 | 3155.625 | 3029.4 | 14885.6762 | 0 | 2000 | 0
148 | May | 28 | 15.3 | 21037.5 | 3155.625 | 3029.4 | 1200 | 1250 | 2000 | 0
149 | May | 29 | 15.3 | 21037.5 | 3155.625 | 3029.4 | 1200 | 1250 | 2000 | 0
150 | May | 30 | 15.3 | 21037.5 | 3155.625 | 3029.4 | 1200 | 1250 | 2000 | 0
151 | May | 31 | 15.3 | 21037.5 | 3155.625 | 3029.4 | 1200 | 1250 | 2000 | 0
152 | Jun | 1 | 16 | 22000 | 3300 | 3168 | 1200 | 1250 | 2000 | 0
153 | Jun | 2 | 16 | 22000 | 3300 | 3168 | 1200 | 1250 | 2000 | 0
154 | Jun | 3 | 16 | 22000 | 3300 | 3168 | 1200 | 1250 | 2000 | 0
155 | Jun | 4 | 16 | 22000 | 3300 | 3168 | 1200 | 1250 | 2000 | 0
156 | Jun | 5 | 16 | 22000 | 3300 | 3168 | 1200 | 1250 | 2000 | 0
157 | Jun | 6 | 16 | 22000 | 3300 | 3168 | 1200 | 1250 | 2000 | 0
158 | Jun | 7 | 16 | 22000 | 3300 | 3168 | 1200 | 1250 | 2000 | 0
159 | Jun | 8 | 16 | 22000 | 3300 | 3168 | 1822.0762 | 1897.996 | 2000 | 0
160 | Jun | 9 | 16 | 22000 | 3300 | 3168 | 1200 | 1250 | 2000 | 0
161 | Jun | 10 | 16 | 22000 | 3300 | 3168 | 1200 | 1250 | 2000 | 0
162 | Jun | 11 | 16 | 22000 | 3300 | 3168 | 1200 | 1250 | 2000 | 0
163 | Jun | 12 | 16 | 22000 | 3300 | 3168 | 1200 | 1250 | 2000 | 0
164 | Jun | 13 | 16 | 22000 | 3300 | 3168 | 1200 | 1250 | 2000 | 0
165 | Jun | 14 | 16 | 22000 | 3300 | 3168 | 12397.3714 | 0 | 2000 | 0
166 | Jun | 15 | 16 | 22000 | 3300 | 3168 | 1200 | 1250 | 2000 | 0
167 | Jun | 16 | 16 | 22000 | 3300 | 3168 | 1200 | 1250 | 2000 | 0
168 | Jun | 17 | 16 | 22000 | 3300 | 3168 | 1200 | 1250 | 2000 | 0
169 | Jun | 18 | 16 | 22000 | 3300 | 3168 | 6176.6095 | 0 | 2000 | 0
170 | Jun | 19 | 16 | 22000 | 3300 | 3168 | 65895.9238 | 0 | 2000 | 0
171 | Jun | 20 | 16 | 22000 | 3300 | 3168 | 11153.219 | 0 | 2000 | 0
172 | Jun | 21 | 16 | 22000 | 3300 | 3168 | 4932.4571 | 5137.9762 | 2000 | 0
173 | Jun | 22 | 16 | 22000 | 3300 | 3168 | 1200 | 1250 | 30.0238 | 0
174 | Jun | 23 | 16 | 22000 | 3300 | 3168 | 49099.8667 | 0 | 1948.0238 | 0
175 | Jun | 24 | 16 | 22000 | 3300 | 3168 | 4932.4571 | 0 | 2000 | 0
176 | Jun | 25 | 16 | 22000 | 3300 | 3168 | 1200 | 1250 | 2000 | 0
177 | Jun | 26 | 16 | 22000 | 3300 | 3168 | 19240.2095 | 0 | 2000 | 0
178 | Jun | 27 | 16 | 22000 | 3300 | 3168 | 64651.7714 | 0 | 2000 | 0
179 | Jun | 28 | 16 | 22000 | 3300 | 3168 | 64651.7714 | 0 | 2000 | 0
180 | Jun | 29 | 16 | 22000 | 3300 | 3168 | 3066.2286 | 3193.9881 | 2000 | 0
181 | Jun | 30 | 16 | 22000 | 3300 | 3168 | 1200 | 1250 | 1974.0119 | 0
182 | Jul | 1 | 15.75 | 21656.25 | 3248.4375 | 3118.5 | 1200 | 1250 | 2000 | 0
183 | Jul | 2 | 15.75 | 21656.25 | 3248.4375 | 3118.5 | 6798.6857 | 0 | 2000 | 0
184 | Jul | 3 | 15.75 | 21656.25 | 3248.4375 | 3118.5 | 20484.3619 | 0 | 2000 | 0
185 | Jul | 4 | 15.75 | 21656.25 | 3248.4375 | 3118.5 | 30437.581 | 0 | 2000 | 0
186 | Jul | 5 | 15.75 | 21656.25 | 3248.4375 | 3118.5 | 83936.1333 | 0 | 2000 | 0
187 | Jul | 6 | 15.75 | 21656.25 | 3248.4375 | 3118.5 | 43501.181 | 0 | 2000 | 0
188 | Jul | 7 | 15.75 | 21656.25 | 3248.4375 | 3118.5 | 1200 | 1250 | 2000 | 0
189 | Jul | 8 | 15.75 | 21656.25 | 3248.4375 | 3118.5 | 1200 | 1250 | 2000 | 0
190 | Jul | 9 | 15.75 | 21656.25 | 3248.4375 | 3118.5 | 1200 | 1250 | 2000 | 0
191 | Jul | 10 | 15.75 | 21656.25 | 3248.4375 | 3118.5 | 1200 | 1250 | 2000 | 0
192 | Jul | 11 | 15.75 | 21656.25 | 3248.4375 | 3118.5 | 1200 | 1250 | 2000 | 0
193 | Jul | 12 | 15.75 | 21656.25 | 3248.4375 | 3118.5 | 1200 | 1250 | 2000 | 0
194 | Jul | 13 | 15.75 | 21656.25 | 3248.4375 | 3118.5 | 1200 | 1250 | 2000 | 0
195 | Jul | 14 | 15.75 | 21656.25 | 3248.4375 | 3118.5 | 1200 | 1250 | 2000 | 0
196 | Jul | 15 | 15.75 | 21656.25 | 3248.4375 | 3118.5 | 1200 | 1250 | 2000 | 0
197 | Jul | 16 | 15.75 | 21656.25 | 3248.4375 | 3118.5 | 1200 | 1250 | 2000 | 0
198 | Jul | 17 | 15.75 | 21656.25 | 3248.4375 | 3118.5 | 1200 | 1250 | 2000 | 0
199 | Jul | 18 | 15.75 | 21656.25 | 3248.4375 | 3118.5 | 116284.0952 | 0 | 2000 | 0
200 | Jul | 19 | 15.75 | 21656.25 | 3248.4375 | 3118.5 | 6798.6857 | 0 | 2000 | 0
201 | Jul | 20 | 15.75 | 21656.25 | 3248.4375 | 3118.5 | 1200 | 1250 | 2000 | 0
202 | Jul | 21 | 15.75 | 21656.25 | 3248.4375 | 3118.5 | 1200 | 1250 | 2000 | 0
203 | Jul | 22 | 15.75 | 21656.25 | 3248.4375 | 3118.5 | 26083.0476 | 0 | 2000 | 0
204 | Jul | 23 | 15.75 | 21656.25 | 3248.4375 | 3118.5 | 57808.9333 | 0 | 2000 | 0
205 | Jul | 24 | 15.75 | 21656.25 | 3248.4375 | 3118.5 | 3066.2286 | 3193.9881 | 2000 | 0
206 | Jul | 25 | 15.75 | 21656.25 | 3248.4375 | 3118.5 | 1200 | 1250 | 1924.5119 | 0
207 | Jul | 26 | 15.75 | 21656.25 | 3248.4375 | 3118.5 | 1200 | 1250 | 2000 | 0
208 | Jul | 27 | 15.75 | 21656.25 | 3248.4375 | 3118.5 | 1200 | 1250 | 2000 | 0
209 | Jul | 28 | 15.75 | 21656.25 | 3248.4375 | 3118.5 | 1200 | 1250 | 2000 | 0
210 | Jul | 29 | 15.75 | 21656.25 | 3248.4375 | 3118.5 | 1200 | 1250 | 2000 | 0
211 | Jul | 30 | 15.75 | 21656.25 | 3248.4375 | 3118.5 | 1200 | 1250 | 2000 | 0
212 | Jul | 31 | 15.75 | 21656.25 | 3248.4375 | 3118.5 | 1200 | 1250 | 2000 | 0
213 | Aug | 1 | 14.2 | 19525 | 2928.75 | 2811.6 | 1200 | 1250 | 2000 | 0
214 | Aug | 2 | 14.2 | 19525 | 2928.75 | 2811.6 | 1200 | 1250 | 2000 | 0
215 | Aug | 3 | 14.2 | 19525 | 2928.75 | 2811.6 | 1200 | 1250 | 2000 | 0
216 | Aug | 4 | 14.2 | 19525 | 2928.75 | 2811.6 | 1200 | 1250 | 2000 | 0
217 | Aug | 5 | 14.2 | 19525 | 2928.75 | 2811.6 | 1200 | 1250 | 2000 | 0
218 | Aug | 6 | 14.2 | 19525 | 2928.75 | 2811.6 | 1200 | 1250 | 2000 | 0
219 | Aug | 7 | 14.2 | 19525 | 2928.75 | 2811.6 | 1200 | 1250 | 2000 | 0
220 | Aug | 8 | 14.2 | 19525 | 2928.75 | 2811.6 | 1200 | 1250 | 2000 | 0
221 | Aug | 9 | 14.2 | 19525 | 2928.75 | 2811.6 | 1200 | 1250 | 2000 | 0
222 | Aug | 10 | 14.2 | 19525 | 2928.75 | 2811.6 | 1200 | 1250 | 2000 | 0
223 | Aug | 11 | 14.2 | 19525 | 2928.75 | 2811.6 | 1200 | 1250 | 2000 | 0
224 | Aug | 12 | 14.2 | 19525 | 2928.75 | 2811.6 | 1200 | 1250 | 2000 | 0
225 | Aug | 13 | 14.2 | 19525 | 2928.75 | 2811.6 | 1200 | 1250 | 2000 | 0
226 | Aug | 14 | 14.2 | 19525 | 2928.75 | 2811.6 | 1200 | 1250 | 2000 | 0
227 | Aug | 15 | 14.2 | 19525 | 2928.75 | 2811.6 | 1200 | 1250 | 2000 | 0
228 | Aug | 16 | 14.2 | 19525 | 2928.75 | 2811.6 | 1200 | 1250 | 2000 | 0
229 | Aug | 17 | 14.2 | 19525 | 2928.75 | 2811.6 | 1200 | 1250 | 2000 | 0
230 | Aug | 18 | 14.2 | 19525 | 2928.75 | 2811.6 | 1200 | 1250 | 2000 | 0
231 | Aug | 19 | 14.2 | 19525 | 2928.75 | 2811.6 | 1200 | 1250 | 2000 | 0
232 | Aug | 20 | 14.2 | 19525 | 2928.75 | 2811.6 | 1200 | 1250 | 2000 | 0
233 | Aug | 21 | 14.2 | 19525 | 2928.75 | 2811.6 | 1200 | 1250 | 2000 | 0
234 | Aug | 22 | 14.2 | 19525 | 2928.75 | 2811.6 | 1200 | 1250 | 2000 | 0
235 | Aug | 23 | 14.2 | 19525 | 2928.75 | 2811.6 | 1200 | 1250 | 2000 | 0
236 | Aug | 24 | 14.2 | 19525 | 2928.75 | 2811.6 | 1200 | 1250 | 2000 | 0
237 | Aug | 25 | 14.2 | 19525 | 2928.75 | 2811.6 | 1200 | 1250 | 2000 | 0
238 | Aug | 26 | 14.2 | 19525 | 2928.75 | 2811.6 | 1200 | 1250 | 2000 | 0
239 | Aug | 27 | 14.2 | 19525 | 2928.75 | 2811.6 | 1200 | 1250 | 2000 | 0
240 | Aug | 28 | 14.2 | 19525 | 2928.75 | 2811.6 | 2444.1524 | 2545.9921 | 2000 | 0
241 | Aug | 29 | 14.2 | 19525 | 2928.75 | 2811.6 | 25460.9714 | 0 | 2000 | 0
242 | Aug | 30 | 14.2 | 19525 | 2928.75 | 2811.6 | 12397.3714 | 0 | 2000 | 0
243 | Aug | 31 | 14.2 | 19525 | 2928.75 | 2811.6 | 34170.0381 | 0 | 2000 | 0
244 | Sep | 1 | 12.5 | 17187.5 | 2578.125 | 2475 | 11153.219 | 0 | 2000 | 0
245 | Sep | 2 | 12.5 | 17187.5 | 2578.125 | 2475 | 20484.3619 | 0 | 2000 | 0
246 | Sep | 3 | 12.5 | 17187.5 | 2578.125 | 2475 | 1200 | 1250 | 2000 | 0
247 | Sep | 4 | 12.5 | 17187.5 | 2578.125 | 2475 | 1200 | 1250 | 2000 | 0
248 | Sep | 5 | 12.5 | 17187.5 | 2578.125 | 2475 | 1200 | 1250 | 2000 | 0
249 | Sep | 6 | 12.5 | 17187.5 | 2578.125 | 2475 | 1200 | 1250 | 2000 | 0
250 | Sep | 7 | 12.5 | 17187.5 | 2578.125 | 2475 | 1200 | 1250 | 2000 | 0
251 | Sep | 8 | 12.5 | 17187.5 | 2578.125 | 2475 | 1200 | 1250 | 2000 | 0
252 | Sep | 9 | 12.5 | 17187.5 | 2578.125 | 2475 | 1200 | 1250 | 2000 | 0
253 | Sep | 10 | 12.5 | 17187.5 | 2578.125 | 2475 | 1200 | 1250 | 2000 | 0
254 | Sep | 11 | 12.5 | 17187.5 | 2578.125 | 2475 | 1200 | 1250 | 2000 | 0
255 | Sep | 12 | 12.5 | 17187.5 | 2578.125 | 2475 | 1200 | 1250 | 2000 | 0
256 | Sep | 13 | 12.5 | 17187.5 | 2578.125 | 2475 | 1200 | 1250 | 2000 | 0
257 | Sep | 14 | 12.5 | 17187.5 | 2578.125 | 2475 | 1200 | 1250 | 2000 | 0
258 | Sep | 15 | 12.5 | 17187.5 | 2578.125 | 2475 | 1200 | 1250 | 2000 | 0
259 | Sep | 16 | 12.5 | 17187.5 | 2578.125 | 2475 | 1200 | 1250 | 2000 | 0
260 | Sep | 17 | 12.5 | 17187.5 | 2578.125 | 2475 | 1200 | 1250 | 2000 | 0
261 | Sep | 18 | 12.5 | 17187.5 | 2578.125 | 2475 | 83314.0571 | 0 | 2000 | 0
262 | Sep | 19 | 12.5 | 17187.5 | 2578.125 | 2475 | 2444.1524 | 2545.9921 | 2000 | 0
263 | Sep | 20 | 12.5 | 17187.5 | 2578.125 | 2475 | 1200 | 1250 | 1929.0079 | 0
264 | Sep | 21 | 12.5 | 17187.5 | 2578.125 | 2475 | 7420.7619 | 0 | 2000 | 0
265 | Sep | 22 | 12.5 | 17187.5 | 2578.125 | 2475 | 39768.7238 | 0 | 2000 | 0
266 | Sep | 23 | 12.5 | 17187.5 | 2578.125 | 2475 | 92645.2 | 0 | 2000 | 0
267 | Sep | 24 | 12.5 | 17187.5 | 2578.125 | 2475 | 6176.6095 | 0 | 2000 | 0
268 | Sep | 25 | 12.5 | 17187.5 | 2578.125 | 2475 | 3066.2286 | 3193.9881 | 2000 | 0
269 | Sep | 26 | 12.5 | 17187.5 | 2578.125 | 2475 | 26705.1238 | 0 | 1281.0119 | 0
270 | Sep | 27 | 12.5 | 17187.5 | 2578.125 | 2475 | 1200 | 1250 | 2000 | 0
271 | Sep | 28 | 12.5 | 17187.5 | 2578.125 | 2475 | 39768.7238 | 0 | 2000 | 0
272 | Sep | 29 | 12.5 | 17187.5 | 2578.125 | 2475 | 18618.1333 | 0 | 2000 | 0
273 | Sep | 30 | 12.5 | 17187.5 | 2578.125 | 2475 | 1200 | 1250 | 2000 | 0
274 | Oct | 1 | 10.75 | 14781.25 | 2217.1875 | 2128.5 | 1200 | 1250 | 2000 | 0
275 | Oct | 2 | 10.75 | 14781.25 | 2217.1875 | 2128.5 | 1200 | 1250 | 2000 | 0
276 | Oct | 3 | 10.75 | 14781.25 | 2217.1875 | 2128.5 | 180980.019 | 0 | 2000 | 0
277 | Oct | 4 | 10.75 | 14781.25 | 2217.1875 | 2128.5 | 19862.2857 | 0 | 2000 | 0
278 | Oct | 5 | 10.75 | 14781.25 | 2217.1875 | 2128.5 | 29815.5048 | 0 | 2000 | 0
279 | Oct | 6 | 10.75 | 14781.25 | 2217.1875 | 2128.5 | 2444.1524 | 2545.9921 | 2000 | 0
280 | Oct | 7 | 10.75 | 14781.25 | 2217.1875 | 2128.5 | 1200 | 1250 | 1582.5079 | 0
281 | Oct | 8 | 10.75 | 14781.25 | 2217.1875 | 2128.5 | 5554.5333 | 0 | 2000 | 0
282 | Oct | 9 | 10.75 | 14781.25 | 2217.1875 | 2128.5 | 6798.6857 | 0 | 2000 | 0
283 | Oct | 10 | 10.75 | 14781.25 | 2217.1875 | 2128.5 | 56564.781 | 0 | 2000 | 0
284 | Oct | 11 | 10.75 | 14781.25 | 2217.1875 | 2128.5 | 49099.8667 | 0 | 2000 | 0
285 | Oct | 12 | 10.75 | 14781.25 | 2217.1875 | 2128.5 | 103842.5714 | 0 | 2000 | 0
286 | Oct | 13 | 10.75 | 14781.25 | 2217.1875 | 2128.5 | 98865.9619 | 0 | 2000 | 0
287 | Oct | 14 | 10.75 | 14781.25 | 2217.1875 | 2128.5 | 89534.819 | 0 | 2000 | 0
288 | Oct | 15 | 10.75 | 14781.25 | 2217.1875 | 2128.5 | 21106.4381 | 0 | 2000 | 0
289 | Oct | 16 | 10.75 | 14781.25 | 2217.1875 | 2128.5 | 54698.5524 | 0 | 2000 | 0
290 | Oct | 17 | 10.75 | 14781.25 | 2217.1875 | 2128.5 | 85180.2857 | 0 | 2000 | 0
291 | Oct | 18 | 10.75 | 14781.25 | 2217.1875 | 2128.5 | 53454.4 | 0 | 2000 | 0
292 | Oct | 19 | 10.75 | 14781.25 | 2217.1875 | 2128.5 | 144899.6 | 0 | 2000 | 0
293 | Oct | 20 | 10.75 | 14781.25 | 2217.1875 | 2128.5 | 34792.1143 | 0 | 2000 | 0
294 | Oct | 21 | 10.75 | 14781.25 | 2217.1875 | 2128.5 | 126237.3143 | 0 | 2000 | 0
295 | Oct | 22 | 10.75 | 14781.25 | 2217.1875 | 2128.5 | 67762.1524 | 0 | 2000 | 0
296 | Oct | 23 | 10.75 | 14781.25 | 2217.1875 | 2128.5 | 30437.581 | 0 | 2000 | 0
297 | Oct | 24 | 10.75 | 14781.25 | 2217.1875 | 2128.5 | 6176.6095 | 0 | 2000 | 0
298 | Oct | 25 | 10.75 | 14781.25 | 2217.1875 | 2128.5 | 69006.3048 | 0 | 2000 | 0
299 | Oct | 26 | 10.75 | 14781.25 | 2217.1875 | 2128.5 | 8664.9143 | 0 | 2000 | 0
300 | Oct | 27 | 10.75 | 14781.25 | 2217.1875 | 2128.5 | 105708.8 | 0 | 2000 | 0
301 | Oct | 28 | 10.75 | 14781.25 | 2217.1875 | 2128.5 | 77093.2952 | 0 | 2000 | 0
302 | Oct | 29 | 10.75 | 14781.25 | 2217.1875 | 2128.5 | 22972.6667 | 0 | 2000 | 0
303 | Oct | 30 | 10.75 | 14781.25 | 2217.1875 | 2128.5 | 29193.4286 | 0 | 2000 | 0
304 | Oct | 31 | 10.75 | 14781.25 | 2217.1875 | 2128.5 | 47855.7143 | 0 | 2000 | 0
305 | Nov | 1 | 9 | 12375 | 1856.25 | 1782 | 21106.4381 | 0 | 2000 | 0
306 | Nov | 2 | 9 | 12375 | 1856.25 | 1782 | 118150.3238 | 0 | 2000 | 0
307 | Nov | 3 | 9 | 12375 | 1856.25 | 1782 | 110685.4095 | 0 | 2000 | 0
308 | Nov | 4 | 9 | 12375 | 1856.25 | 1782 | 29193.4286 | 0 | 2000 | 0
309 | Nov | 5 | 9 | 12375 | 1856.25 | 1782 | 14885.6762 | 0 | 2000 | 0
310 | Nov | 6 | 9 | 12375 | 1856.25 | 1782 | 64029.6952 | 0 | 2000 | 0
311 | Nov | 7 | 9 | 12375 | 1856.25 | 1782 | 5554.5333 | 0 | 2000 | 0
312 | Nov | 8 | 9 | 12375 | 1856.25 | 1782 | 106952.9524 | 0 | 2000 | 0
313 | Nov | 9 | 9 | 12375 | 1856.25 | 1782 | 1200 | 1250 | 2000 | 0
314 | Nov | 10 | 9 | 12375 | 1856.25 | 1782 | 1200 | 1250 | 2000 | 0
315 | Nov | 11 | 9 | 12375 | 1856.25 | 1782 | 1200 | 1250 | 2000 | 0
316 | Nov | 12 | 9 | 12375 | 1856.25 | 1782 | 1200 | 1250 | 2000 | 0
317 | Nov | 13 | 9 | 12375 | 1856.25 | 1782 | 1200 | 1250 | 2000 | 0
318 | Nov | 14 | 9 | 12375 | 1856.25 | 1782 | 1200 | 1250 | 2000 | 0
319 | Nov | 15 | 9 | 12375 | 1856.25 | 1782 | 1200 | 1250 | 2000 | 0
320 | Nov | 16 | 9 | 12375 | 1856.25 | 1782 | 1200 | 1250 | 2000 | 0
321 | Nov | 17 | 9 | 12375 | 1856.25 | 1782 | 1200 | 1250 | 2000 | 0
322 | Nov | 18 | 9 | 12375 | 1856.25 | 1782 | 1200 | 1250 | 2000 | 0
323 | Nov | 19 | 9 | 12375 | 1856.25 | 1782 | 11775.2952 | 0 | 2000 | 0
324 | Nov | 20 | 9 | 12375 | 1856.25 | 1782 | 92645.2 | 0 | 2000 | 0
325 | Nov | 21 | 9 | 12375 | 1856.25 | 1782 | 103220.4952 | 0 | 2000 | 0
326 | Nov | 22 | 9 | 12375 | 1856.25 | 1782 | 80825.7524 | 0 | 2000 | 0
327 | Nov | 23 | 9 | 12375 | 1856.25 | 1782 | 48477.7905 | 0 | 2000 | 0
328 | Nov | 24 | 9 | 12375 | 1856.25 | 1782 | 189689.0857 | 0 | 2000 | 0
329 | Nov | 25 | 9 | 12375 | 1856.25 | 1782 | 47855.7143 | 0 | 2000 | 0
330 | Nov | 26 | 9 | 12375 | 1856.25 | 1782 | 134946.381 | 0 | 2000 | 0
331 | Nov | 27 | 9 | 12375 | 1856.25 | 1782 | 47855.7143 | 0 | 2000 | 0
332 | Nov | 28 | 9 | 12375 | 1856.25 | 1782 | 1200 | 1250 | 2000 | 0
333 | Nov | 29 | 9 | 12375 | 1856.25 | 1782 | 1200 | 1250 | 2000 | 0
334 | Nov | 30 | 9 | 12375 | 1856.25 | 1782 | 1200 | 1250 | 2000 | 0
335 | Dec | 1 | 8.25 | 11343.75 | 1701.5625 | 1633.5 | 1200 | 1250 | 2000 | 0
336 | Dec | 2 | 8.25 | 11343.75 | 1701.5625 | 1633.5 | 1200 | 1250 | 2000 | 0
337 | Dec | 3 | 8.25 | 11343.75 | 1701.5625 | 1633.5 | 1200 | 1250 | 2000 | 0
338 | Dec | 4 | 8.25 | 11343.75 | 1701.5625 | 1633.5 | 4932.4571 | 0 | 2000 | 0
339 | Dec | 5 | 8.25 | 11343.75 | 1701.5625 | 1633.5 | 142411.2952 | 0 | 2000 | 0
340 | Dec | 6 | 8.25 | 11343.75 | 1701.5625 | 1633.5 | 3688.3048 | 0 | 2000 | 0
341 | Dec | 7 | 8.25 | 11343.75 | 1701.5625 | 1633.5 | 48477.7905 | 0 | 2000 | 0
342 | Dec | 8 | 8.25 | 11343.75 | 1701.5625 | 1633.5 | 152364.5143 | 0 | 2000 | 0
343 | Dec | 9 | 8.25 | 11343.75 | 1701.5625 | 1633.5 | 107575.0286 | 0 | 2000 | 0
344 | Dec | 10 | 8.25 | 11343.75 | 1701.5625 | 1633.5 | 14885.6762 | 0 | 2000 | 0
345 | Dec | 11 | 8.25 | 11343.75 | 1701.5625 | 1633.5 | 56564.781 | 0 | 2000 | 0
346 | Dec | 12 | 8.25 | 11343.75 | 1701.5625 | 1633.5 | 5554.5333 | 0 | 2000 | 0
347 | Dec | 13 | 8.25 | 11343.75 | 1701.5625 | 1633.5 | 4310.381 | 0 | 2000 | 0
348 | Dec | 14 | 8.25 | 11343.75 | 1701.5625 | 1633.5 | 1200 | 1250 | 2000 | 0
349 | Dec | 15 | 8.25 | 11343.75 | 1701.5625 | 1633.5 | 29193.4286 | 0 | 2000 | 0
350 | Dec | 16 | 8.25 | 11343.75 | 1701.5625 | 1633.5 | 64029.6952 | 0 | 2000 | 0
351 | Dec | 17 | 8.25 | 11343.75 | 1701.5625 | 1633.5 | 3688.3048 | 0 | 2000 | 0
352 | Dec | 18 | 8.25 | 11343.75 | 1701.5625 | 1633.5 | 77715.3714 | 0 | 2000 | 0
353 | Dec | 19 | 8.25 | 11343.75 | 1701.5625 | 1633.5 | 1200 | 1250 | 2000 | 0
354 | Dec | 20 | 8.25 | 11343.75 | 1701.5625 | 1633.5 | 1200 | 1250 | 2000 | 0
355 | Dec | 21 | 8.25 | 11343.75 | 1701.5625 | 1633.5 | 28571.3524 | 0 | 2000 | 0
356 | Dec | 22 | 8.25 | 11343.75 | 1701.5625 | 1633.5 | 37280.419 | 0 | 2000 | 0
357 | Dec | 23 | 8.25 | 11343.75 | 1701.5625 | 1633.5 | 32303.8095 | 0 | 2000 | 0
358 | Dec | 24 | 8.25 | 11343.75 | 1701.5625 | 1633.5 | 8042.8381 | 0 | 2000 | 0
359 | Dec | 25 | 8.25 | 11343.75 | 1701.5625 | 1633.5 | 3066.2286 | 3193.9881 | 2000 | 0
360 | Dec | 26 | 8.25 | 11343.75 | 1701.5625 | 1633.5 | 32925.8857 | 0 | 439.5119 | 0
361 | Dec | 27 | 8.25 | 11343.75 | 1701.5625 | 1633.5 | 17996.0571 | 0 | 2000 | 0
362 | Dec | 28 | 8.25 | 11343.75 | 1701.5625 | 1633.5 | 1200 | 1250 | 2000 | 0
363 | Dec | 29 | 8.25 | 11343.75 | 1701.5625 | 1633.5 | 1200 | 1250 | 2000 | 0
364 | Dec | 30 | 8.25 | 11343.75 | 1701.5625 | 1633.5 | 1200 | 1250 | 2000 | 0
365 | Dec | 31 | 8.25 | 11343.75 | 1701.5625 | 1633.5 | 1200 | 1250 | 2000 | 0
|  |  |  | 0 | 0 | 0 | 0 | 0 | 2000 | 0

## Maintainance
Loss coefficient | k
Pressure from storage
Consumption | 745
| Filter Settings | Filter size | Present? | Cf Pa/(m/s) | Actual filter life (L) | Filter Life Data (L) |  |  | Filter location (B or A) | Total Filter Mantinence Days
[6 empty] | No pre filter | 5 um pre | 200 um pre |  | 14
|  | 1 um filter | y | 2295.081 | 20000 | 5000 | 20000 | 15000
|  | 5 um filter | y | 1144.7919 | 20000 | 10000 |  | 20000
|  | 200 um filter | y | 57.3083 | 20000 | 20000
|  | Total |  | 3497.1812
[6 empty] | Maintainance |  |  |  |  | Maintenance required for 4000 Watt Diesel Generator
| day | 1um filter | 5um filter | 200um filter | 1um | 5um filter | 200um filter | days of operation
| 1 | 745 | 745 | 745 | [6 empty] | Oil change and maintenance operation required every 250 hours
| 2 | 1490 | 1490 | 1490 | 0 | 0 | 0 |  |  |  | Refuelling (maintenance operation) every 100 L of diesel consumed
| 3 | 2235 | 2235 | 2235 | 0 | 0 | 0
| 4 | 2980 | 2980 | 2980 | 0 | 0 | 0
| 5 | 3725 | 3725 | 3725 | 0 | 0 | 0
| 6 | 4470 | 4470 | 4470 | 0 | 0 | 0
| 7 | 5215 | 5215 | 5215 | 0 | 0 | 0
| 8 | 5960 | 5960 | 5960 | 0 | 0 | 0
| 9 | 6705 | 6705 | 6705 | 0 | 0 | 0
| 10 | 7450 | 7450 | 7450 | 0 | 0 | 0
| 11 | 8195 | 8195 | 8195 | 0 | 0 | 0
| 12 | 8940 | 8940 | 8940 | 0 | 0 | 0
| 13 | 9685 | 9685 | 9685 | 0 | 0 | 0
| 14 | 10430 | 10430 | 10430 | 0 | 0 | 0
| 15 | 11175 | 11175 | 11175 | 0 | 0 | 0
| 16 | 11920 | 11920 | 11920 | 0 | 0 | 0
| 17 | 12665 | 12665 | 12665 | 0 | 0 | 0
| 18 | 13410 | 13410 | 13410 | 0 | 0 | 0
| 19 | 14155 | 14155 | 14155 | 0 | 0 | 0
| 20 | 14900 | 14900 | 14900 | 0 | 0 | 0
| 21 | 15645 | 15645 | 15645 | 0 | 0 | 0
| 22 | 16390 | 16390 | 16390 | 0 | 0 | 0
| 23 | 17135 | 17135 | 17135 | 0 | 0 | 0
| 24 | 17880 | 17880 | 17880 | 0 | 0 | 0
| 25 | 18625 | 18625 | 18625 | 0 | 0 | 0
| 26 | 19370 | 19370 | 19370 | 0 | 0 | 0
| 27 | 745 | 745 | 745 | 1 | 1 | 1 | 1
| 28 | 1490 | 1490 | 1490 | 0 | 0 | 0
| 29 | 2235 | 2235 | 2235 | 0 | 0 | 0
| 30 | 2980 | 2980 | 2980 | 0 | 0 | 0
| 31 | 3725 | 3725 | 3725 | 0 | 0 | 0
| 32 | 4470 | 4470 | 4470 | 0 | 0 | 0
| 33 | 5215 | 5215 | 5215 | 0 | 0 | 0
| 34 | 5960 | 5960 | 5960 | 0 | 0 | 0
| 35 | 6705 | 6705 | 6705 | 0 | 0 | 0
| 36 | 7450 | 7450 | 7450 | 0 | 0 | 0
| 37 | 8195 | 8195 | 8195 | 0 | 0 | 0
| 38 | 8940 | 8940 | 8940 | 0 | 0 | 0
| 39 | 9685 | 9685 | 9685 | 0 | 0 | 0
| 40 | 10430 | 10430 | 10430 | 0 | 0 | 0
| 41 | 11175 | 11175 | 11175 | 0 | 0 | 0
| 42 | 11920 | 11920 | 11920 | 0 | 0 | 0
| 43 | 12665 | 12665 | 12665 | 0 | 0 | 0
| 44 | 13410 | 13410 | 13410 | 0 | 0 | 0
| 45 | 14155 | 14155 | 14155 | 0 | 0 | 0
| 46 | 14900 | 14900 | 14900 | 0 | 0 | 0
| 47 | 15645 | 15645 | 15645 | 0 | 0 | 0
| 48 | 16390 | 16390 | 16390 | 0 | 0 | 0
| 49 | 17135 | 17135 | 17135 | 0 | 0 | 0
| 50 | 17880 | 17880 | 17880 | 0 | 0 | 0
| 51 | 18625 | 18625 | 18625 | 0 | 0 | 0
| 52 | 19370 | 19370 | 19370 | 0 | 0 | 0
| 53 | 745 | 745 | 745 | 1 | 1 | 1 | 1
| 54 | 1490 | 1490 | 1490 | 0 | 0 | 0
| 55 | 2235 | 2235 | 2235 | 0 | 0 | 0
| 56 | 2980 | 2980 | 2980 | 0 | 0 | 0
| 57 | 3725 | 3725 | 3725 | 0 | 0 | 0
| 58 | 4470 | 4470 | 4470 | 0 | 0 | 0
| 59 | 5215 | 5215 | 5215 | 0 | 0 | 0
| 60 | 5960 | 5960 | 5960 | 0 | 0 | 0
| 61 | 6705 | 6705 | 6705 | 0 | 0 | 0
| 62 | 7450 | 7450 | 7450 | 0 | 0 | 0
| 63 | 8195 | 8195 | 8195 | 0 | 0 | 0
| 64 | 8940 | 8940 | 8940 | 0 | 0 | 0
| 65 | 9685 | 9685 | 9685 | 0 | 0 | 0
| 66 | 10430 | 10430 | 10430 | 0 | 0 | 0
| 67 | 11175 | 11175 | 11175 | 0 | 0 | 0
| 68 | 11920 | 11920 | 11920 | 0 | 0 | 0
| 69 | 12665 | 12665 | 12665 | 0 | 0 | 0
| 70 | 13410 | 13410 | 13410 | 0 | 0 | 0
| 71 | 14155 | 14155 | 14155 | 0 | 0 | 0
| 72 | 14900 | 14900 | 14900 | 0 | 0 | 0
| 73 | 15645 | 15645 | 15645 | 0 | 0 | 0
| 74 | 16390 | 16390 | 16390 | 0 | 0 | 0
| 75 | 17135 | 17135 | 17135 | 0 | 0 | 0
| 76 | 17880 | 17880 | 17880 | 0 | 0 | 0
| 77 | 18625 | 18625 | 18625 | 0 | 0 | 0
| 78 | 19370 | 19370 | 19370 | 0 | 0 | 0
| 79 | 745 | 745 | 745 | 1 | 1 | 1 | 1
| 80 | 1490 | 1490 | 1490 | 0 | 0 | 0
| 81 | 2235 | 2235 | 2235 | 0 | 0 | 0
| 82 | 2980 | 2980 | 2980 | 0 | 0 | 0
| 83 | 3725 | 3725 | 3725 | 0 | 0 | 0
| 84 | 4470 | 4470 | 4470 | 0 | 0 | 0
| 85 | 5215 | 5215 | 5215 | 0 | 0 | 0
| 86 | 5960 | 5960 | 5960 | 0 | 0 | 0
| 87 | 6705 | 6705 | 6705 | 0 | 0 | 0
| 88 | 7450 | 7450 | 7450 | 0 | 0 | 0
| 89 | 8195 | 8195 | 8195 | 0 | 0 | 0
| 90 | 8940 | 8940 | 8940 | 0 | 0 | 0
| 91 | 9685 | 9685 | 9685 | 0 | 0 | 0
| 92 | 10430 | 10430 | 10430 | 0 | 0 | 0
| 93 | 11175 | 11175 | 11175 | 0 | 0 | 0
| 94 | 11920 | 11920 | 11920 | 0 | 0 | 0
| 95 | 12665 | 12665 | 12665 | 0 | 0 | 0
| 96 | 13410 | 13410 | 13410 | 0 | 0 | 0
| 97 | 14155 | 14155 | 14155 | 0 | 0 | 0
| 98 | 14900 | 14900 | 14900 | 0 | 0 | 0
| 99 | 15645 | 15645 | 15645 | 0 | 0 | 0
| 100 | 16390 | 16390 | 16390 | 0 | 0 | 0
| 101 | 17135 | 17135 | 17135 | 0 | 0 | 0
| 102 | 17880 | 17880 | 17880 | 0 | 0 | 0
| 103 | 18625 | 18625 | 18625 | 0 | 0 | 0
| 104 | 19370 | 19370 | 19370 | 0 | 0 | 0
| 105 | 745 | 745 | 745 | 1 | 1 | 1 | 1
| 106 | 1490 | 1490 | 1490 | 0 | 0 | 0
| 107 | 2235 | 2235 | 2235 | 0 | 0 | 0
| 108 | 2980 | 2980 | 2980 | 0 | 0 | 0
| 109 | 3725 | 3725 | 3725 | 0 | 0 | 0
| 110 | 4470 | 4470 | 4470 | 0 | 0 | 0
| 111 | 5215 | 5215 | 5215 | 0 | 0 | 0
| 112 | 5960 | 5960 | 5960 | 0 | 0 | 0
| 113 | 6705 | 6705 | 6705 | 0 | 0 | 0
| 114 | 7450 | 7450 | 7450 | 0 | 0 | 0
| 115 | 8195 | 8195 | 8195 | 0 | 0 | 0
| 116 | 8940 | 8940 | 8940 | 0 | 0 | 0
| 117 | 9685 | 9685 | 9685 | 0 | 0 | 0
| 118 | 10430 | 10430 | 10430 | 0 | 0 | 0
| 119 | 11175 | 11175 | 11175 | 0 | 0 | 0
| 120 | 11920 | 11920 | 11920 | 0 | 0 | 0
| 121 | 12665 | 12665 | 12665 | 0 | 0 | 0
| 122 | 13410 | 13410 | 13410 | 0 | 0 | 0
| 123 | 14155 | 14155 | 14155 | 0 | 0 | 0
| 124 | 14900 | 14900 | 14900 | 0 | 0 | 0
| 125 | 15645 | 15645 | 15645 | 0 | 0 | 0
| 126 | 16390 | 16390 | 16390 | 0 | 0 | 0
| 127 | 17135 | 17135 | 17135 | 0 | 0 | 0
| 128 | 17880 | 17880 | 17880 | 0 | 0 | 0
| 129 | 18625 | 18625 | 18625 | 0 | 0 | 0
| 130 | 19370 | 19370 | 19370 | 0 | 0 | 0
| 131 | 745 | 745 | 745 | 1 | 1 | 1 | 1
| 132 | 1490 | 1490 | 1490 | 0 | 0 | 0
| 133 | 2235 | 2235 | 2235 | 0 | 0 | 0
| 134 | 2980 | 2980 | 2980 | 0 | 0 | 0
| 135 | 3725 | 3725 | 3725 | 0 | 0 | 0
| 136 | 4470 | 4470 | 4470 | 0 | 0 | 0
| 137 | 5215 | 5215 | 5215 | 0 | 0 | 0
| 138 | 5960 | 5960 | 5960 | 0 | 0 | 0
| 139 | 6705 | 6705 | 6705 | 0 | 0 | 0
| 140 | 7450 | 7450 | 7450 | 0 | 0 | 0
| 141 | 8195 | 8195 | 8195 | 0 | 0 | 0
| 142 | 8940 | 8940 | 8940 | 0 | 0 | 0
| 143 | 9685 | 9685 | 9685 | 0 | 0 | 0
| 144 | 10430 | 10430 | 10430 | 0 | 0 | 0
| 145 | 11175 | 11175 | 11175 | 0 | 0 | 0
| 146 | 11920 | 11920 | 11920 | 0 | 0 | 0
| 147 | 12665 | 12665 | 12665 | 0 | 0 | 0
| 148 | 13410 | 13410 | 13410 | 0 | 0 | 0
| 149 | 14155 | 14155 | 14155 | 0 | 0 | 0
| 150 | 14900 | 14900 | 14900 | 0 | 0 | 0
| 151 | 15645 | 15645 | 15645 | 0 | 0 | 0
| 152 | 16390 | 16390 | 16390 | 0 | 0 | 0
| 153 | 17135 | 17135 | 17135 | 0 | 0 | 0
| 154 | 17880 | 17880 | 17880 | 0 | 0 | 0
| 155 | 18625 | 18625 | 18625 | 0 | 0 | 0
| 156 | 19370 | 19370 | 19370 | 0 | 0 | 0
| 157 | 745 | 745 | 745 | 1 | 1 | 1 | 1
| 158 | 1490 | 1490 | 1490 | 0 | 0 | 0
| 159 | 2235 | 2235 | 2235 | 0 | 0 | 0
| 160 | 2980 | 2980 | 2980 | 0 | 0 | 0
| 161 | 3725 | 3725 | 3725 | 0 | 0 | 0
| 162 | 4470 | 4470 | 4470 | 0 | 0 | 0
| 163 | 5215 | 5215 | 5215 | 0 | 0 | 0
| 164 | 5960 | 5960 | 5960 | 0 | 0 | 0
| 165 | 6705 | 6705 | 6705 | 0 | 0 | 0
| 166 | 7450 | 7450 | 7450 | 0 | 0 | 0
| 167 | 8195 | 8195 | 8195 | 0 | 0 | 0
| 168 | 8940 | 8940 | 8940 | 0 | 0 | 0
| 169 | 9685 | 9685 | 9685 | 0 | 0 | 0
| 170 | 10430 | 10430 | 10430 | 0 | 0 | 0
| 171 | 11175 | 11175 | 11175 | 0 | 0 | 0
| 172 | 11920 | 11920 | 11920 | 0 | 0 | 0
| 173 | 12665 | 12665 | 12665 | 0 | 0 | 0
| 174 | 13410 | 13410 | 13410 | 0 | 0 | 0
| 175 | 14155 | 14155 | 14155 | 0 | 0 | 0
| 176 | 14900 | 14900 | 14900 | 0 | 0 | 0
| 177 | 15645 | 15645 | 15645 | 0 | 0 | 0
| 178 | 16390 | 16390 | 16390 | 0 | 0 | 0
| 179 | 17135 | 17135 | 17135 | 0 | 0 | 0
| 180 | 17880 | 17880 | 17880 | 0 | 0 | 0
| 181 | 18625 | 18625 | 18625 | 0 | 0 | 0
| 182 | 19370 | 19370 | 19370 | 0 | 0 | 0
| 183 | 745 | 745 | 745 | 1 | 1 | 1 | 1
| 184 | 1490 | 1490 | 1490 | 0 | 0 | 0
| 185 | 2235 | 2235 | 2235 | 0 | 0 | 0
| 186 | 2980 | 2980 | 2980 | 0 | 0 | 0
| 187 | 3725 | 3725 | 3725 | 0 | 0 | 0
| 188 | 4470 | 4470 | 4470 | 0 | 0 | 0
| 189 | 5215 | 5215 | 5215 | 0 | 0 | 0
| 190 | 5960 | 5960 | 5960 | 0 | 0 | 0
| 191 | 6705 | 6705 | 6705 | 0 | 0 | 0
| 192 | 7450 | 7450 | 7450 | 0 | 0 | 0
| 193 | 8195 | 8195 | 8195 | 0 | 0 | 0
| 194 | 8940 | 8940 | 8940 | 0 | 0 | 0
| 195 | 9685 | 9685 | 9685 | 0 | 0 | 0
| 196 | 10430 | 10430 | 10430 | 0 | 0 | 0
| 197 | 11175 | 11175 | 11175 | 0 | 0 | 0
| 198 | 11920 | 11920 | 11920 | 0 | 0 | 0
| 199 | 12665 | 12665 | 12665 | 0 | 0 | 0
| 200 | 13410 | 13410 | 13410 | 0 | 0 | 0
| 201 | 14155 | 14155 | 14155 | 0 | 0 | 0
| 202 | 14900 | 14900 | 14900 | 0 | 0 | 0
| 203 | 15645 | 15645 | 15645 | 0 | 0 | 0
| 204 | 16390 | 16390 | 16390 | 0 | 0 | 0
| 205 | 17135 | 17135 | 17135 | 0 | 0 | 0
| 206 | 17880 | 17880 | 17880 | 0 | 0 | 0
| 207 | 18625 | 18625 | 18625 | 0 | 0 | 0
| 208 | 19370 | 19370 | 19370 | 0 | 0 | 0
| 209 | 745 | 745 | 745 | 1 | 1 | 1 | 1
| 210 | 1490 | 1490 | 1490 | 0 | 0 | 0
| 211 | 2235 | 2235 | 2235 | 0 | 0 | 0
| 212 | 2980 | 2980 | 2980 | 0 | 0 | 0
| 213 | 3725 | 3725 | 3725 | 0 | 0 | 0
| 214 | 4470 | 4470 | 4470 | 0 | 0 | 0
| 215 | 5215 | 5215 | 5215 | 0 | 0 | 0
| 216 | 5960 | 5960 | 5960 | 0 | 0 | 0
| 217 | 6705 | 6705 | 6705 | 0 | 0 | 0
| 218 | 7450 | 7450 | 7450 | 0 | 0 | 0
| 219 | 8195 | 8195 | 8195 | 0 | 0 | 0
| 220 | 8940 | 8940 | 8940 | 0 | 0 | 0
| 221 | 9685 | 9685 | 9685 | 0 | 0 | 0
| 222 | 10430 | 10430 | 10430 | 0 | 0 | 0
| 223 | 11175 | 11175 | 11175 | 0 | 0 | 0
| 224 | 11920 | 11920 | 11920 | 0 | 0 | 0
| 225 | 12665 | 12665 | 12665 | 0 | 0 | 0
| 226 | 13410 | 13410 | 13410 | 0 | 0 | 0
| 227 | 14155 | 14155 | 14155 | 0 | 0 | 0
| 228 | 14900 | 14900 | 14900 | 0 | 0 | 0
| 229 | 15645 | 15645 | 15645 | 0 | 0 | 0
| 230 | 16390 | 16390 | 16390 | 0 | 0 | 0
| 231 | 17135 | 17135 | 17135 | 0 | 0 | 0
| 232 | 17880 | 17880 | 17880 | 0 | 0 | 0
| 233 | 18625 | 18625 | 18625 | 0 | 0 | 0
| 234 | 19370 | 19370 | 19370 | 0 | 0 | 0
| 235 | 745 | 745 | 745 | 1 | 1 | 1 | 1
| 236 | 1490 | 1490 | 1490 | 0 | 0 | 0
| 237 | 2235 | 2235 | 2235 | 0 | 0 | 0
| 238 | 2980 | 2980 | 2980 | 0 | 0 | 0
| 239 | 3725 | 3725 | 3725 | 0 | 0 | 0
| 240 | 4470 | 4470 | 4470 | 0 | 0 | 0
| 241 | 5215 | 5215 | 5215 | 0 | 0 | 0
| 242 | 5960 | 5960 | 5960 | 0 | 0 | 0
| 243 | 6705 | 6705 | 6705 | 0 | 0 | 0
| 244 | 7450 | 7450 | 7450 | 0 | 0 | 0
| 245 | 8195 | 8195 | 8195 | 0 | 0 | 0
| 246 | 8940 | 8940 | 8940 | 0 | 0 | 0
| 247 | 9685 | 9685 | 9685 | 0 | 0 | 0
| 248 | 10430 | 10430 | 10430 | 0 | 0 | 0
| 249 | 11175 | 11175 | 11175 | 0 | 0 | 0
| 250 | 11920 | 11920 | 11920 | 0 | 0 | 0
| 251 | 12665 | 12665 | 12665 | 0 | 0 | 0
| 252 | 13410 | 13410 | 13410 | 0 | 0 | 0
| 253 | 14155 | 14155 | 14155 | 0 | 0 | 0
| 254 | 14900 | 14900 | 14900 | 0 | 0 | 0
| 255 | 15645 | 15645 | 15645 | 0 | 0 | 0
| 256 | 16390 | 16390 | 16390 | 0 | 0 | 0
| 257 | 17135 | 17135 | 17135 | 0 | 0 | 0
| 258 | 17880 | 17880 | 17880 | 0 | 0 | 0
| 259 | 18625 | 18625 | 18625 | 0 | 0 | 0
| 260 | 19370 | 19370 | 19370 | 0 | 0 | 0
| 261 | 745 | 745 | 745 | 1 | 1 | 1 | 1
| 262 | 1490 | 1490 | 1490 | 0 | 0 | 0
| 263 | 2235 | 2235 | 2235 | 0 | 0 | 0
| 264 | 2980 | 2980 | 2980 | 0 | 0 | 0
| 265 | 3725 | 3725 | 3725 | 0 | 0 | 0
| 266 | 4470 | 4470 | 4470 | 0 | 0 | 0
| 267 | 5215 | 5215 | 5215 | 0 | 0 | 0
| 268 | 5960 | 5960 | 5960 | 0 | 0 | 0
| 269 | 6705 | 6705 | 6705 | 0 | 0 | 0
| 270 | 7450 | 7450 | 7450 | 0 | 0 | 0
| 271 | 8195 | 8195 | 8195 | 0 | 0 | 0
| 272 | 8940 | 8940 | 8940 | 0 | 0 | 0
| 273 | 9685 | 9685 | 9685 | 0 | 0 | 0
| 274 | 10430 | 10430 | 10430 | 0 | 0 | 0
| 275 | 11175 | 11175 | 11175 | 0 | 0 | 0
| 276 | 11920 | 11920 | 11920 | 0 | 0 | 0
| 277 | 12665 | 12665 | 12665 | 0 | 0 | 0
| 278 | 13410 | 13410 | 13410 | 0 | 0 | 0
| 279 | 14155 | 14155 | 14155 | 0 | 0 | 0
| 280 | 14900 | 14900 | 14900 | 0 | 0 | 0
| 281 | 15645 | 15645 | 15645 | 0 | 0 | 0
| 282 | 16390 | 16390 | 16390 | 0 | 0 | 0
| 283 | 17135 | 17135 | 17135 | 0 | 0 | 0
| 284 | 17880 | 17880 | 17880 | 0 | 0 | 0
| 285 | 18625 | 18625 | 18625 | 0 | 0 | 0
| 286 | 19370 | 19370 | 19370 | 0 | 0 | 0
| 287 | 745 | 745 | 745 | 1 | 1 | 1 | 1
| 288 | 1490 | 1490 | 1490 | 0 | 0 | 0
| 289 | 2235 | 2235 | 2235 | 0 | 0 | 0
| 290 | 2980 | 2980 | 2980 | 0 | 0 | 0
| 291 | 3725 | 3725 | 3725 | 0 | 0 | 0
| 292 | 4470 | 4470 | 4470 | 0 | 0 | 0
| 293 | 5215 | 5215 | 5215 | 0 | 0 | 0
| 294 | 5960 | 5960 | 5960 | 0 | 0 | 0
| 295 | 6705 | 6705 | 6705 | 0 | 0 | 0
| 296 | 7450 | 7450 | 7450 | 0 | 0 | 0
| 297 | 8195 | 8195 | 8195 | 0 | 0 | 0
| 298 | 8940 | 8940 | 8940 | 0 | 0 | 0
| 299 | 9685 | 9685 | 9685 | 0 | 0 | 0
| 300 | 10430 | 10430 | 10430 | 0 | 0 | 0
| 301 | 11175 | 11175 | 11175 | 0 | 0 | 0
| 302 | 11920 | 11920 | 11920 | 0 | 0 | 0
| 303 | 12665 | 12665 | 12665 | 0 | 0 | 0
| 304 | 13410 | 13410 | 13410 | 0 | 0 | 0
| 305 | 14155 | 14155 | 14155 | 0 | 0 | 0
| 306 | 14900 | 14900 | 14900 | 0 | 0 | 0
| 307 | 15645 | 15645 | 15645 | 0 | 0 | 0
| 308 | 16390 | 16390 | 16390 | 0 | 0 | 0
| 309 | 17135 | 17135 | 17135 | 0 | 0 | 0
| 310 | 17880 | 17880 | 17880 | 0 | 0 | 0
| 311 | 18625 | 18625 | 18625 | 0 | 0 | 0
| 312 | 19370 | 19370 | 19370 | 0 | 0 | 0
| 313 | 745 | 745 | 745 | 1 | 1 | 1 | 1
| 314 | 1490 | 1490 | 1490 | 0 | 0 | 0
| 315 | 2235 | 2235 | 2235 | 0 | 0 | 0
| 316 | 2980 | 2980 | 2980 | 0 | 0 | 0
| 317 | 3725 | 3725 | 3725 | 0 | 0 | 0
| 318 | 4470 | 4470 | 4470 | 0 | 0 | 0
| 319 | 5215 | 5215 | 5215 | 0 | 0 | 0
| 320 | 5960 | 5960 | 5960 | 0 | 0 | 0
| 321 | 6705 | 6705 | 6705 | 0 | 0 | 0
| 322 | 7450 | 7450 | 7450 | 0 | 0 | 0
| 323 | 8195 | 8195 | 8195 | 0 | 0 | 0
| 324 | 8940 | 8940 | 8940 | 0 | 0 | 0
| 325 | 9685 | 9685 | 9685 | 0 | 0 | 0
| 326 | 10430 | 10430 | 10430 | 0 | 0 | 0
| 327 | 11175 | 11175 | 11175 | 0 | 0 | 0
| 328 | 11920 | 11920 | 11920 | 0 | 0 | 0
| 329 | 12665 | 12665 | 12665 | 0 | 0 | 0
| 330 | 13410 | 13410 | 13410 | 0 | 0 | 0
| 331 | 14155 | 14155 | 14155 | 0 | 0 | 0
| 332 | 14900 | 14900 | 14900 | 0 | 0 | 0
| 333 | 15645 | 15645 | 15645 | 0 | 0 | 0
| 334 | 16390 | 16390 | 16390 | 0 | 0 | 0
| 335 | 17135 | 17135 | 17135 | 0 | 0 | 0
| 336 | 17880 | 17880 | 17880 | 0 | 0 | 0
| 337 | 18625 | 18625 | 18625 | 0 | 0 | 0
| 338 | 19370 | 19370 | 19370 | 0 | 0 | 0
| 339 | 745 | 745 | 745 | 1 | 1 | 1 | 1
| 340 | 1490 | 1490 | 1490 | 0 | 0 | 0
| 341 | 2235 | 2235 | 2235 | 0 | 0 | 0
| 342 | 2980 | 2980 | 2980 | 0 | 0 | 0
| 343 | 3725 | 3725 | 3725 | 0 | 0 | 0
| 344 | 4470 | 4470 | 4470 | 0 | 0 | 0
| 345 | 5215 | 5215 | 5215 | 0 | 0 | 0
| 346 | 5960 | 5960 | 5960 | 0 | 0 | 0
| 347 | 6705 | 6705 | 6705 | 0 | 0 | 0
| 348 | 7450 | 7450 | 7450 | 0 | 0 | 0
| 349 | 8195 | 8195 | 8195 | 0 | 0 | 0
| 350 | 8940 | 8940 | 8940 | 0 | 0 | 0
| 351 | 9685 | 9685 | 9685 | 0 | 0 | 0
| 352 | 10430 | 10430 | 10430 | 0 | 0 | 0
| 353 | 11175 | 11175 | 11175 | 0 | 0 | 0
| 354 | 11920 | 11920 | 11920 | 0 | 0 | 0
| 355 | 12665 | 12665 | 12665 | 0 | 0 | 0
| 356 | 13410 | 13410 | 13410 | 0 | 0 | 0
| 357 | 14155 | 14155 | 14155 | 0 | 0 | 0
| 358 | 14900 | 14900 | 14900 | 0 | 0 | 0
| 359 | 15645 | 15645 | 15645 | 0 | 0 | 0
| 360 | 16390 | 16390 | 16390 | 0 | 0 | 0
| 361 | 17135 | 17135 | 17135 | 0 | 0 | 0
| 362 | 17880 | 17880 | 17880 | 0 | 0 | 0
| 363 | 18625 | 18625 | 18625 | 0 | 0 | 0
| 364 | 19370 | 19370 | 19370 | 0 | 0 | 0
| 365 | 745 | 745 | 745 | 1 | 1 | 1 | 1

## Greenhouse Gases
Greenhouse Gases Emission
| Parameters | Daily Water Usage | 745 | L/day |  | Constants | Treatment for Water | 0.1 | kgCO2e/1000L
|  | Years | 5 | years |  |  | Diesel emission | 3.25 | kgCO2e / L diesel
|  | Diesel Used | 0 | L |  |  | Transport | 6.4 | kgCO2e/1000L
|  | Generator Manufacturing | 1250 | kgCO2e |  |  | Storage & Distribution | 2408 | kgCO2e
|  | Battery Manufacturing | 240 | kgCO2e
| Total Water | Existing GHG | Diesel GHG | Power System | Proposed GHG | Relative (in %)
| 1359625 | 11245.5625 | 0 | 1490 | 3898 | 34.6626

## Weather Data
RWH Input-Output Data
Team J-9
Station 3 - 2013 |  | Station 2 - 2015 |  | Station 1 - 2015 |  | Station 1 - 2014
Date days starting on Jan 1 2013 | Daily Rainfall (mm) | Date days starting on Jan 1 2015 | Daily Rainfall (mm) | Date days starting on Jan 1 2015 | Daily Rainfall (mm) | Date days starting on Jan 1 2014 | Daily Rainfall (mm)
1 | 0 | 1 | 0 | 1 | 7.8 | 1 | 18.8
2 | 0 | 2 | 1.4 | 2 | 1 | 2 | 19.8
3 | 0 | 3 | 7.8 | 3 | 13.4 | 3 | 0
4 | 0 | 4 | 29.6 | 4 | 64.2 | 4 | 0
5 | 4.4 | 5 | 6 | 5 | 32.2 | 5 | 0
6 | 5.6 | 6 | 0 | 6 | 2.8 | 6 | 5
7 | 5 | 7 | 0 | 7 | 0 | 7 | 20.4
8 | 2.6 | 8 | 0 | 8 | 0 | 8 | 24.8
9 | 0.2 | 9 | 1 | 9 | 0.8 | 9 | 34
10 | 0 | 10 | 0.6 | 10 | 0 | 10 | 44.6
11 | 0 | 11 | 1.6 | 11 | 0 | 11 | 14.4
12 | 0 | 12 | 0 | 12 | 0 | 12 | 50.2
13 | 0 | 13 | 0 | 13 | 0 | 13 | 9.6
14 | 0 | 14 | 0 | 14 | 0.4 | 14 | 5.8
15 | 1 | 15 | 12.4 | 15 | 35.4 | 15 | 1.6
16 | 1.2 | 16 | 1.6 | 16 | 6 | 16 | 0.8
17 | 2.2 | 17 | 28.8 | 17 | 20.4 | 17 | 0
18 | 0 | 18 | 1 | 18 | 16.6 | 18 | 2.6
19 | 0 | 19 | 0 | 19 | 2.6 | 19 | 1
20 | 0 | 20 | 0 | 20 | 0.4 | 20 | 0.6
21 | 0 | 21 | 7.2 | 21 | 18.4 | 21 | 0.8
22 | 0.2 | 22 | 5.2 | 22 | 14 | 22 | 0.6
23 | 6.4 | 23 | 5.6 | 23 | 90.8 | 23 | 0
24 | 2.2 | 24 | 6.6 | 24 | 40 | 24 | 0
25 | 0.2 | 25 | 0 | 25 | 1.8 | 25 | 0
26 | 1.6 | 26 | 0 | 26 | 2.8 | 26 | 0
27 | 4.6 | 27 | 0.6 | 27 | 2.8 | 27 | 17.6
28 | 10.4 | 28 | 0 | 28 | 0 | 28 | 0
29 | 10.8 | 29 | 0 | 29 | 0 | 29 | 0
30 | 6.2 | 30 | 0 | 30 | 0.6 | 30 | 0
31 | 1.4 | 31 | 1.2 | 31 | 5.8 | 31 | 2.6
32 | 0 | 32 | 1.8 | 32 | 8 | 32 | 2.6
33 | 1 | 33 | 4 | 33 | 27 | 33 | 0
34 | 8 | 34 | 1.4 | 34 | 0.6 | 34 | 0
35 | 1.6 | 35 | 17 | 35 | 36 | 35 | 0
36 | 3.8 | 36 | 39.6 | 36 | 27.2 | 36 | 0
37 | 0.2 | 37 | 9.8 | 37 | 28.2 | 37 | 0
38 | 1.6 | 38 | 11.4 | 38 | 39.2 | 38 | 0
39 | 0.2 | 39 | 13.2 | 39 | 6.6 | 39 | 0
40 | 0 | 40 | 11.8 | 40 | 3.2 | 40 | 12.2
41 | 1 | 41 | 0.8 | 41 | 0.2 | 41 | 13.4
42 | 1.4 | 42 | 1 | 42 | 19.6 | 42 | 46.6
43 | 4.6 | 43 | 12.8 | 43 | 30.4 | 43 | 16.8
44 | 3 | 44 | 16.2 | 44 | 19 | 44 | 15.6
45 | 5.6 | 45 | 0 | 45 | 0.2 | 45 | 3
46 | 2.4 | 46 | 0 | 46 | 0 | 46 | 11.6
47 | 0 | 47 | 0 | 47 | 0 | 47 | 19
48 | 0 | 48 | 0 | 48 | 0 | 48 | 9.2
49 | 0 | 49 | 0 | 49 | 4 | 49 | 12.6
50 | 0 | 50 | 0 | 50 | 11 | 50 | 21.8
51 | 2.2 | 51 | 0 | 51 | 0.4 | 51 | 2.4
52 | 9 | 52 | 0 | 52 | 0 | 52 | 0.8
53 | 10.6 | 53 | 0 | 53 | 0 | 53 | 4.8
54 | 4.6 | 54 | 0 | 54 | 0 | 54 | 14.6
55 | 23.6 | 55 | 0 | 55 | 0.2 | 55 | 6.8
56 | 1.6 | 56 | 1.6 | 56 | 4.6 | 56 | 0
57 | 2.2 | 57 | 8.2 | 57 | 8.8 | 57 | 0.8
58 | 0.2 | 58 | 0 | 58 | 0.4 | 58 | 0
59 | 8.6 | 59 | 0 | 59 | 0 | 59 | 0.4
60 | 20 | 60 | 2.2 | 60 | 1.2 | 60 | 2
61 | 4.4 | 61 | 0 | 61 | 0 | 61 | 19
62 | 0 | 62 | 0 | 62 | 0 | 62 | 1
63 | 0 | 63 | 0 | 63 | 0.4 | 63 | 2.4
64 | 0 | 64 | 0 | 64 | 1.8 | 64 | 23.8
65 | 0 | 65 | 0 | 65 | 0.8 | 65 | 8.6
66 | 0 | 66 | 0 | 66 | 0 | 66 | 34
67 | 0 | 67 | 0 | 67 | 0.4 | 67 | 52.4
68 | 0.8 | 68 | 0 | 68 | 0.4 | 68 | 10.6
69 | 0 | 69 | 0.8 | 69 | 2.8 | 69 | 2.4
70 | 4 | 70 | 6.4 | 70 | 13.6 | 70 | 0
71 | 22.8 | 71 | 0.8 | 71 | 8.6 | 71 | 2.8
72 | 25.2 | 72 | 8.4 | 72 | 17.4 | 72 | 20.2
73 | 5.6 | 73 | 1 | 73 | 0.6 | 73 | 13.8
74 | 1.4 | 74 | 0 | 74 | 0 | 74 | 22.8
75 | 0 | 75 | 0 | 75 | 0 | 75 | 5.4
76 | 1.8 | 76 | 0 | 76 | 0 | 76 | 0.4
77 | 0 | 77 | 7.4 | 77 | 31 | 77 | 31
78 | 7.6 | 78 | 10 | 78 | 35.4 | 78 | 1.6
79 | 3 | 79 | 15.2 | 79 | 28.6 | 79 | 1.6
80 | 0 | 80 | 0.2 | 80 | 0 | 80 | 7.6
81 | 0 | 81 | 4.4 | 81 | 7 | 81 | 2.6
82 | 0 | 82 | 8.2 | 82 | 9.6 | 82 | 0
83 | 0 | 83 | 11.8 | 83 | 18.2 | 83 | 4
84 | 0.4 | 84 | 5.4 | 84 | 104.4 | 84 | 31
85 | 0.8 | 85 | 0 | 85 | 33.2 | 85 | 0.2
86 | 0 | 86 | 12.8 | 86 | 26.2 | 86 | 4.4
87 | 0 | 87 | 4.6 | 87 | 68.8 | 87 | 23.6
88 | 0 | 88 | 11.8 | 88 | 10 | 88 | 41.6
89 | 0 | 89 | 22 | 89 | 37.7 | 89 | 3
90 | 0 | 90 | 2 | 90 | 11.6 | 90 | 0
91 | 0 | 91 | 0 | 91 | 0 | 91 | 0
92 | 0 | 92 | 0.4 | 92 | 33.7 | 92 | 5.6
93 | 0 | 93 | 6.2 | 93 | 9 | 93 | 20.4
94 | 9.8 | 94 | 1.4 | 94 | 8.4 | 94 | 2.6
95 | 2.2 | 95 | 0 | 95 | 0.6 | 95 | 15.9
96 | 3.4 | 96 | 0 | 96 | 0 | 96 | 9.4
97 | 0 | 97 | 0 | 97 | 0 | 97 | 13.6
98 | 2 | 98 | 0 | 98 | 0 | 98 | 5.6
99 | 0 | 99 | 0 | 99 | 3.2 | 99 | 0
100 | 1.2 | 100 | 3.4 | 100 | 40.2 | 100 | 16.6
101 | 1 | 101 | 2.2 | 101 | 9.2 | 101 | 0
102 | 8.4 | 102 | 5 | 102 | 24.4 | 102 | 0
103 | 0 | 103 | 9.2 | 103 | 16.2 | 103 | 0
104 | 0 | 104 | 0 | 104 | 1.5 | 104 | 14.8
105 | 0 | 105 | 0 | 105 | 37.2 | 105 | 20.8
106 | 0 | 106 | 0 | 106 | 3 | 106 | 37.4
107 | 0 | 107 | 0 | 107 | 0 | 107 | 9.8
108 | 8.2 | 108 | 0 | 108 | 0 | 108 | 1.9
109 | 0.8 | 109 | 0 | 109 | 0 | 109 | 21
110 | 0 | 110 | 0 | 110 | 1.1 | 110 | 30
111 | 0 | 111 | 5 | 111 | 0.4 | 111 | 0
112 | 0 | 112 | 0.8 | 112 | 8.2 | 112 | 4.4
113 | 0 | 113 | 22.2 | 113 | 8.4 | 113 | 12.8
114 | 0.6 | 114 | 6.8 | 114 | 1.8 | 114 | 26
115 | 1.2 | 115 | 0.6 | 115 | 0 | 115 | 1.8
116 | 18.6 | 116 | 0.4 | 116 | 4.2 | 116 | 35
117 | 2.8 | 117 | 1.2 | 117 | 22.4 | 117 | 7.2
118 | 7 | 118 | 0.8 | 118 | 15.4 | 118 | 0.8
119 | 0 | 119 | 0 | 119 | 27.6 | 119 | 0.1
120 | 0.2 | 120 | 1.6 | 120 | 4.8 | 120 | 0
121 | 0.2 | 121 | 0 | 121 | 0.8 | 121 | 0
122 | 1 | 122 | 0 | 122 | 0 | 122 | 2
123 | 0 | 123 | 0 | 123 | 0 | 123 | 4.6
124 | 0 | 124 | 0.4 | 124 | 19.8 | 124 | 3.8
125 | 0 | 125 | 1.6 | 125 | 0.4 | 125 | 0
126 | 0 | 126 | 0 | 126 | 0 | 126 | 0
127 | 0 | 127 | 0 | 127 | 0 | 127 | 0
128 | 0 | 128 | 0 | 128 | 0 | 128 | 0
129 | 0 | 129 | 0 | 129 | 0 | 129 | 0
130 | 0 | 130 | 0 | 130 | 0.4 | 130 | 0.2
131 | 21.8 | 131 | 0 | 131 | 0 | 131 | 0
132 | 9.1 | 132 | 9.4 | 132 | 0 | 132 | 0.2
133 | 1 | 133 | 2.2 | 133 | 0 | 133 | 0
134 | 2.6 | 134 | 0.4 | 134 | 0 | 134 | 0
135 | 1.2 | 135 | 0 | 135 | 0 | 135 | 0
136 | 0 | 136 | 0 | 136 | 0.2 | 136 | 2.8
137 | 0.4 | 137 | 0 | 137 | 0 | 137 | 0
138 | 1.6 | 138 | 0 | 138 | 0 | 138 | 0
139 | 0 | 139 | 0 | 139 | 0 | 139 | 0
140 | 2.8 | 140 | 0 | 140 | 0 | 140 | 0
141 | 3.6 | 141 | 0 | 141 | 0 | 141 | 8.2
142 | 0.4 | 142 | 0 | 142 | 0.2 | 142 | 29.6
143 | 9.4 | 143 | 0 | 143 | 0.2 | 143 | 0.8
144 | 1.4 | 144 | 0 | 144 | 0 | 144 | 5.2
145 | 1.2 | 145 | 0 | 145 | 0 | 145 | 23.4
146 | 2.2 | 146 | 0 | 146 | 0 | 146 | 0
147 | 0.8 | 147 | 0 | 147 | 0 | 147 | 4.4
148 | 0.4 | 148 | 0 | 148 | 0 | 148 | 0
149 | 2.4 | 149 | 0 | 149 | 0 | 149 | 0
150 | 3.6 | 150 | 0 | 150 | 0 | 150 | 0
151 | 0.2 | 151 | 0 | 151 | 0 | 151 | 0
152 | 0.6 | 152 | 5.8 | 152 | 7.4 | 152 | 0
153 | 0 | 153 | 9.2 | 153 | 2.8 | 153 | 0
154 | 0 | 154 | 0 | 154 | 0 | 154 | 0
155 | 0.4 | 155 | 0 | 155 | 0 | 155 | 0
156 | 0 | 156 | 0 | 156 | 0 | 156 | 0
157 | 11.4 | 157 | 0 | 157 | 0 | 157 | 0
158 | 1.6 | 158 | 0 | 158 | 0 | 158 | 0
159 | 2.8 | 159 | 0 | 159 | 0 | 159 | 0.2
160 | 0.6 | 160 | 0 | 160 | 0 | 160 | 0
161 | 1.2 | 161 | 0 | 161 | 0 | 161 | 0
162 | 19.6 | 162 | 0 | 162 | 0 | 162 | 0
163 | 7.4 | 163 | 0 | 163 | 0 | 163 | 0
164 | 0.2 | 164 | 0 | 164 | 0 | 164 | 0
165 | 0 | 165 | 0 | 165 | 0 | 165 | 3.6
166 | 1.2 | 166 | 0 | 166 | 0 | 166 | 0
167 | 0.4 | 167 | 0 | 167 | 0 | 167 | 0
168 | 2.4 | 168 | 0 | 168 | 0 | 168 | 0
169 | 1.8 | 169 | 1.6 | 169 | 7 | 169 | 1.6
170 | 6.8 | 170 | 0.4 | 170 | 0 | 170 | 20.8
171 | 5.4 | 171 | 0 | 171 | 0 | 171 | 3.2
172 | 0 | 172 | 0 | 172 | 0 | 172 | 1.2
173 | 0 | 173 | 0 | 173 | 0 | 173 | 0
174 | 0.8 | 174 | 0 | 174 | 1.4 | 174 | 15.4
175 | 7 | 175 | 0 | 175 | 13.4 | 175 | 1.2
176 | 0 | 176 | 0 | 176 | 4 | 176 | 0
177 | 1.4 | 177 | 0 | 177 | 0 | 177 | 5.8
178 | 2 | 178 | 0 | 178 | 0 | 178 | 20.4
179 | 3.4 | 179 | 0 | 179 | 0 | 179 | 20.4
180 | 0 | 180 | 0 | 180 | 0 | 180 | 0.6
181 | 0 | 181 | 0 | 181 | 0 | 181 | 0
182 | 1.6 | 182 | 0 | 182 | 0 | 182 | 0
183 | 0.2 | 183 | 0 | 183 | 0 | 183 | 1.8
184 | 0 | 184 | 0 | 184 | 0 | 184 | 6.2
185 | 0 | 185 | 0 | 185 | 0 | 185 | 9.4
186 | 0 | 186 | 0 | 186 | 0 | 186 | 26.6
187 | 0 | 187 | 0 | 187 | 0 | 187 | 13.6
188 | 0 | 188 | 0 | 188 | 0.2 | 188 | 0
189 | 0.6 | 189 | 0 | 189 | 0 | 189 | 0
190 | 0.2 | 190 | 0 | 190 | 1 | 190 | 0
191 | 3.4 | 191 | 0 | 191 | 1.2 | 191 | 0
192 | 2.8 | 192 | 10.8 | 192 | 2.4 | 192 | 0
193 | 0.2 | 193 | 12 | 193 | 4 | 193 | 0
194 | 2.2 | 194 | 0 | 194 | 0 | 194 | 0
195 | 1.4 | 195 | 0 | 195 | 0 | 195 | 0
196 | 0 | 196 | 0 | 196 | 0 | 196 | 0
197 | 0 | 197 | 0 | 197 | 0 | 197 | 0
198 | 0 | 198 | 0 | 198 | 0 | 198 | 0
199 | 0 | 199 | 0 | 199 | 0 | 199 | 37
200 | 0 | 200 | 0 | 200 | 0 | 200 | 1.8
201 | 0 | 201 | 0 | 201 | 0.6 | 201 | 0
202 | 0 | 202 | 0 | 202 | 0 | 202 | 0
203 | 0 | 203 | 0 | 203 | 0 | 203 | 8
204 | 0 | 204 | 0.4 | 204 | 8.4 | 204 | 18.2
205 | 0 | 205 | 1 | 205 | 4 | 205 | 0.6
206 | 0 | 206 | 10.8 | 206 | 4.2 | 206 | 0
207 | 0 | 207 | 0.6 | 207 | 0 | 207 | 0
208 | 0 | 208 | 0 | 208 | 0 | 208 | 0
209 | 0 | 209 | 0 | 209 | 0 | 209 | 0
210 | 0 | 210 | 0 | 210 | 0 | 210 | 0
211 | 0 | 211 | 0 | 211 | 0 | 211 | 0
212 | 5.4 | 212 | 0 | 212 | 0 | 212 | 0
213 | 0.4 | 213 | 0 | 213 | 0 | 213 | 0
214 | 0 | 214 | 0 | 214 | 0 | 214 | 0
215 | 0 | 215 | 0 | 215 | 0 | 215 | 0
216 | 0 | 216 | 6.6 | 216 | 0 | 216 | 0
217 | 0 | 217 | 4.8 | 217 | 0 | 217 | 0
218 | 0 | 218 | 0 | 218 | 3.2 | 218 | 0
219 | 0 | 219 | 0.2 | 219 | 14.6 | 219 | 0
220 | 0 | 220 | 5 | 220 | 24.4 | 220 | 0
221 | 0 | 221 | 1 | 221 | 1.8 | 221 | 0
222 | 0 | 222 | 0 | 222 | 0 | 222 | 0
223 | 0.4 | 223 | 0 | 223 | 0 | 223 | 0
224 | 4.4 | 224 | 0 | 224 | 0 | 224 | 0
225 | 1 | 225 | 0 | 225 | 0 | 225 | 0
226 | 0.4 | 226 | 9.8 | 226 | 0 | 226 | 0
227 | 8.4 | 227 | 3 | 227 | 0 | 227 | 0
228 | 4.4 | 228 | 0 | 228 | 0 | 228 | 0
229 | 4.4 | 229 | 0 | 229 | 0 | 229 | 0
230 | 14.8 | 230 | 0 | 230 | 0 | 230 | 0
231 | 5.6 | 231 | 0 | 231 | 0 | 231 | 0
232 | 1.2 | 232 | 0 | 232 | 0 | 232 | 0
233 | 0.4 | 233 | 0 | 233 | 0 | 233 | 0
234 | 0.6 | 234 | 0 | 234 | 0 | 234 | 0
235 | 5.2 | 235 | 0 | 235 | 0 | 235 | 0
236 | 1.4 | 236 | 0 | 236 | 0 | 236 | 0
237 | 0 | 237 | 0 | 237 | 0 | 237 | 0
238 | 0 | 238 | 0 | 238 | 0 | 238 | 0
239 | 0.4 | 239 | 3 | 239 | 2.8 | 239 | 0
240 | 1.2 | 240 | 6.8 | 240 | 10.4 | 240 | 0.4
241 | 4 | 241 | 16.2 | 241 | 33.4 | 241 | 7.8
242 | 0 | 242 | 6.2 | 242 | 26 | 242 | 3.6
243 | 0 | 243 | 14.2 | 243 | 6 | 243 | 10.6
244 | 0 | 244 | 1.6 | 244 | 15.8 | 244 | 3.2
245 | 0 | 245 | 9.4 | 245 | 0.8 | 245 | 6.2
246 | 4.8 | 246 | 0.6 | 246 | 2.4 | 246 | 0
247 | 0 | 247 | 0 | 247 | 0 | 247 | 0
248 | 0 | 248 | 0.2 | 248 | 1.6 | 248 | 0
249 | 0 | 249 | 0.2 | 249 | 0 | 249 | 0
250 | 0 | 250 | 4 | 250 | 29.6 | 250 | 0
251 | 0 | 251 | 0 | 251 | 13 | 251 | 0
252 | 0 | 252 | 0 | 252 | 1.4 | 252 | 0
253 | 0 | 253 | 0 | 253 | 0 | 253 | 0
254 | 0 | 254 | 0 | 254 | 0 | 254 | 0
255 | 0 | 255 | 0 | 255 | 0 | 255 | 0
256 | 0 | 256 | 0 | 256 | 0 | 256 | 0
257 | 0 | 257 | 0 | 257 | 0 | 257 | 0
258 | 0.6 | 258 | 3.2 | 258 | 2 | 258 | 0
259 | 0 | 259 | 6.4 | 259 | 4 | 259 | 0
260 | 0.8 | 260 | 2 | 260 | 2.8 | 260 | 0
261 | 1.2 | 261 | 8.6 | 261 | 46.4 | 261 | 26.4
262 | 0.8 | 262 | 9.8 | 262 | 86.8 | 262 | 0.4
263 | 1.4 | 263 | 7.4 | 263 | 1.4 | 263 | 0
264 | 1.4 | 264 | 0 | 264 | 4.2 | 264 | 2
265 | 5 | 265 | 0 | 265 | 39.8 | 265 | 12.4
266 | 1.2 | 266 | 8.4 | 266 | 29.8 | 266 | 29.4
267 | 1.6 | 267 | 7.8 | 267 | 11.8 | 267 | 1.6
268 | 0 | 268 | 0.4 | 268 | 1.6 | 268 | 0.6
269 | 4 | 269 | 0 | 269 | 0 | 269 | 8.2
270 | 1.6 | 270 | 0 | 270 | 0 | 270 | 0
271 | 11 | 271 | 0 | 271 | 0 | 271 | 12.4
272 | 5 | 272 | 0 | 272 | 0 | 272 | 5.6
273 | 2.2 | 273 | 0 | 273 | 0 | 273 | 0
274 | 0 | 274 | 0 | 274 | 0 | 274 | 0
275 | 0 | 275 | 0 | 275 | 0 | 275 | 0
276 | 1.2 | 276 | 0 | 276 | 0 | 276 | 57.8
277 | 28.4 | 277 | 0 | 277 | 0 | 277 | 6
278 | 26 | 278 | 0 | 278 | 0 | 278 | 9.2
279 | 8.8 | 279 | 2.4 | 279 | 4 | 279 | 0.4
280 | 10.6 | 280 | 9 | 280 | 15.6 | 280 | 0
281 | 0 | 281 | 1 | 281 | 9.2 | 281 | 1.4
282 | 1.2 | 282 | 15.6 | 282 | 26.4 | 282 | 1.8
283 | 0 | 283 | 14.4 | 283 | 27 | 283 | 17.8
284 | 0 | 284 | 7.8 | 284 | 37.6 | 284 | 15.4
285 | 0 | 285 | 6 | 285 | 0.8 | 285 | 33
286 | 0 | 286 | 0 | 286 | 0.6 | 286 | 31.4
287 | 0 | 287 | 0 | 287 | 0 | 287 | 28.4
288 | 1 | 288 | 0 | 288 | 0 | 288 | 6.4
289 | 0 | 289 | 4.8 | 289 | 14.2 | 289 | 17.2
290 | 0 | 290 | 1.8 | 290 | 6.4 | 290 | 27
291 | 0 | 291 | 3.2 | 291 | 23.4 | 291 | 16.8
292 | 0 | 292 | 4.2 | 292 | 0.6 | 292 | 46.2
293 | 0 | 293 | 0 | 293 | 10.2 | 293 | 10.8
294 | 0 | 294 | 6 | 294 | 4 | 294 | 40.2
295 | 0 | 295 | 0 | 295 | 9.8 | 295 | 21.4
296 | 0 | 296 | 0 | 296 | 0 | 296 | 9.4
297 | 0 | 297 | 0.8 | 297 | 5.8 | 297 | 1.6
298 | 0 | 298 | 0 | 298 | 4 | 298 | 21.8
299 | 9.6 | 299 | 0 | 299 | 0 | 299 | 2.4
300 | 0 | 300 | 6 | 300 | 6.8 | 300 | 33.6
301 | 0 | 301 | 4.8 | 301 | 39 | 301 | 24.4
302 | 0 | 302 | 10.2 | 302 | 40.6 | 302 | 7
303 | 14.1 | 303 | 8 | 303 | 35.4 | 303 | 9
304 | 2 | 304 | 10 | 304 | 21.2 | 304 | 15
305 | 0.8 | 305 | 7.6 | 305 | 1.2 | 305 | 6.4
306 | 0 | 306 | 0 | 306 | 0 | 306 | 37.6
307 | 0 | 307 | 0 | 307 | 0 | 307 | 35.2
308 | 1.2 | 308 | 4.6 | 308 | 3.4 | 308 | 9
309 | 3 | 309 | 2 | 309 | 6 | 309 | 4.4
310 | 3.2 | 310 | 15 | 310 | 44.2 | 310 | 20.2
311 | 3.2 | 311 | 3.6 | 311 | 2.2 | 311 | 1.4
312 | 5.6 | 312 | 4.4 | 312 | 1.6 | 312 | 34
313 | 0 | 313 | 0 | 313 | 0 | 313 | 0
314 | 0 | 314 | 9.6 | 314 | 20.5 | 314 | 0
315 | 1.8 | 315 | 1.2 | 315 | 18.8 | 315 | 0
316 | 9.6 | 316 | 8.2 | 316 | 59 | 316 | 0
317 | 8.8 | 317 | 0.8 | 317 | 11.4 | 317 | 0
318 | 1.4 | 318 | 2.4 | 318 | 0.6 | 318 | 0
319 | 11.8 | 319 | 0.2 | 319 | 6 | 319 | 0
320 | 0 | 320 | 8.2 | 320 | 55.4 | 320 | 0
321 | 4.6 | 321 | 5.8 | 321 | 6.2 | 321 | 0
322 | 0 | 322 | 0 | 322 | 0 | 322 | 0
323 | 0 | 323 | 0 | 323 | 0 | 323 | 3.4
324 | 0 | 324 | 0 | 324 | 0 | 324 | 29.4
325 | 0.6 | 325 | 0 | 325 | 0 | 325 | 32.8
326 | 0 | 326 | 1.8 | 326 | 0 | 326 | 25.6
327 | 5 | 327 | 4.6 | 327 | 0 | 327 | 15.2
328 | 4.4 | 328 | 0 | 328 | 0 | 328 | 60.6
329 | 0 | 329 | 0 | 329 | 0 | 329 | 15
330 | 0.2 | 330 | 0 | 330 | 0 | 330 | 43
331 | 3.6 | 331 | 0 | 331 | 0 | 331 | 15
332 | 2.4 | 332 | 0 | 332 | 0 | 332 | 0
333 | 10.2 | 333 | 0 | 333 | 0 | 333 | 0
334 | 26.6 | 334 | 4 | 334 | 13 | 334 | 0
335 | 5.4 | 335 | 8.4 | 335 | 34.6 | 335 | 0
336 | 0 | 336 | 39.2 | 336 | 27.4 | 336 | 0
337 | 0 | 337 | 10.2 | 337 | 32.6 | 337 | 0
338 | 0 | 338 | 6.4 | 338 | 27.2 | 338 | 1.2
339 | 0 | 339 | 48.2 | 339 | 33.8 | 339 | 45.4
340 | 0 | 340 | 16.8 | 340 | 22.4 | 340 | 0.8
341 | 0 | 341 | 11 | 341 | 37.2 | 341 | 15.2
342 | 0 | 342 | 11 | 342 | 27 | 342 | 48.6
343 | 0 | 343 | 3.2 | 343 | 4.8 | 343 | 34.2
344 | 0 | 344 | 9 | 344 | 12.2 | 344 | 4.4
345 | 3.2 | 345 | 3 | 345 | 3.4 | 345 | 17.8
346 | 1.8 | 346 | 35.2 | 346 | 23.8 | 346 | 1.4
347 | 10.4 | 347 | 1 | 347 | 0 | 347 | 1
348 | 26 | 348 | 0 | 348 | 2.4 | 348 | 0
349 | 0.8 | 349 | 2 | 349 | 3 | 349 | 9
350 | 11.8 | 350 | 0 | 350 | 2.2 | 350 | 20.2
351 | 4.6 | 351 | 10.2 | 351 | 21.8 | 351 | 0.8
352 | 0 | 352 | 5.4 | 352 | 25.5 | 352 | 24.6
353 | 0 | 353 | 11.4 | 353 | 31.8 | 353 | 0
354 | 3.8 | 354 | 2.4 | 354 | 22.6 | 354 | 0
355 | 7.6 | 355 | 0.4 | 355 | 9 | 355 | 8.8
356 | 20.6 | 356 | 4 | 356 | 35.8 | 356 | 11.6
357 | 1.4 | 357 | 10.8 | 357 | 9.4 | 357 | 10
358 | 3.8 | 358 | 0.6 | 358 | 0 | 358 | 2.2
359 | 25.6 | 359 | 0 | 359 | 0 | 359 | 0.6
360 | 24.8 | 360 | 6.4 | 360 | 26.2 | 360 | 10.2
361 | 2.2 | 361 | 2.4 | 361 | 1.6 | 361 | 5.4
362 | 21.8 | 362 | 0 | 362 | 0.2 | 362 | 0
363 | 2.4 | 363 | 0 | 363 | 0 | 363 | 0
364 | 2.8 | 364 | 0 | 364 | 0 | 364 | 0
365 | 0.2 | 365 | 0 | 365 | 0 | 365 | 0

## Studio Rain System
RWH Input-Output Data
Team J-9
RED IS INPUT ONLY, TYPE NEW VALUES INTO RED
Parameter | Value | Units | [8 empty] | Month
Tank Parameters | [10 empty] | [-]
Catchment Area | 1100 | m^2 | [8 empty] | Jan
V_tank | 20 | m^3 | [8 empty] | Feb
V_initial | 0 | m^3 | [8 empty] | Mar
Consumption Parameters |  |  |  |  | Number of Days | [5 empty] | Apr
Consumption | 745 | L/day | 0.745 | m^3/day | 365 |  |  | Max volume collected in one day |  |  | May
C_min | 136 | L/day | 0.136 | m^3/day | Number of Shipped Water Days |  |  | 20.68 |  |  | Jun
C_max | 601 | L/day | 0.601 | m^3/day | 9 | [5 empty] | Jul
Aug
Sep
Oct
Nov
Dec
[7 empty] | Weather Data | [6 empty] | Station 2 - 2015 | [5 empty] | Station 1 - 2015 | [5 empty] | Station 1 - 2014
[6 empty] | Day | Month | Rainfall [mm] | Q_in [m^3/day] | V_water [m^3] | Q_out [m^3/day] | Q_out [m^3/day] | Day | Month | Rainfall [mm] | Q_in [m^3/day] | V_water [m^3] | Q_out [m^3/day] | Day | Month | Rainfall [mm] | Q_in [m^3/day] | V_water [m^3] | Q_out [m^3/day] | Day | Month | Rainfall [mm] | Q_in [m^3/day] | V_water [m^3] | Q_out [m^3/day]
[6 empty] | 1 | Jan | 18.8 | 20.68 | 20.68 | 0 |  | 1 | Jan | 0 | 0 | 0 | 0 | 1 | Jan | 7.8 | 8.58 | 7.835 | 0 | 1 | Jan | 18.8 | 20.68 | 19.935 | 0
[6 empty] | 2 | Jan | 19.8 | 21.78 | 20 | 0 |  | 2 | Jan | 1.4 | 1.54 | 0.795 | 0 | 2 | Jan | 1 | 1.1 | 8.19 | 0 | 2 | Jan | 19.8 | 21.78 | 20 | 0
[6 empty] | 3 | Jan | 0 | 0 | 20 | 0 |  | 3 | Jan | 7.8 | 8.58 | 8.63 | 0 | 3 | Jan | 13.4 | 14.74 | 20 | 0 | 3 | Jan | 0 | 0 | 19.255 | 0
[6 empty] | 4 | Jan | 0 | 0 | 20 | 0 |  | 4 | Jan | 29.6 | 32.56 | 20 | 0 | 4 | Jan | 64.2 | 70.62 | 20 | 0 | 4 | Jan | 0 | 0 | 18.51 | 0
[6 empty] | 5 | Jan | 0 | 0 | 20 | 0 |  | 5 | Jan | 6 | 6.6 | 20 | 0 | 5 | Jan | 32.2 | 35.42 | 20 | 0 | 5 | Jan | 0 | 0 | 17.765 | 0
[6 empty] | 6 | Jan | 5 | 5.5 | 20 | 0 |  | 6 | Jan | 0 | 0 | 19.255 | 0 | 6 | Jan | 2.8 | 3.08 | 20 | 0 | 6 | Jan | 5 | 5.5 | 20 | 0
[6 empty] | 7 | Jan | 20.4 | 22.44 | 20 | 0 |  | 7 | Jan | 0 | 0 | 18.51 | 0 | 7 | Jan | 0 | 0 | 19.255 | 0 | 7 | Jan | 20.4 | 22.44 | 20 | 0
[6 empty] | 8 | Jan | 24.8 | 27.28 | 20 | 0 |  | 8 | Jan | 0 | 0 | 17.765 | 0 | 8 | Jan | 0 | 0 | 18.51 | 0 | 8 | Jan | 24.8 | 27.28 | 20 | 0
[6 empty] | 9 | Jan | 34 | 37.4 | 20 | 0 |  | 9 | Jan | 1 | 1.1 | 18.12 | 0 | 9 | Jan | 0.8 | 0.88 | 18.645 | 0 | 9 | Jan | 34 | 37.4 | 20 | 0
[6 empty] | 10 | Jan | 44.6 | 49.06 | 20 | 0 |  | 10 | Jan | 0.6 | 0.66 | 18.035 | 0 | 10 | Jan | 0 | 0 | 17.9 | 0 | 10 | Jan | 44.6 | 49.06 | 20 | 0
[6 empty] | 11 | Jan | 14.4 | 15.84 | 20 | 0 |  | 11 | Jan | 1.6 | 1.76 | 19.05 | 0 | 11 | Jan | 0 | 0 | 17.155 | 0 | 11 | Jan | 14.4 | 15.84 | 20 | 0
[6 empty] | 12 | Jan | 50.2 | 55.22 | 20 | 0 |  | 12 | Jan | 0 | 0 | 18.305 | 0 | 12 | Jan | 0 | 0 | 16.41 | 0 | 12 | Jan | 50.2 | 55.22 | 20 | 0
[6 empty] | 13 | Jan | 9.6 | 10.56 | 20 | 0 |  | 13 | Jan | 0 | 0 | 17.56 | 0 | 13 | Jan | 0 | 0 | 15.665 | 0 | 13 | Jan | 9.6 | 10.56 | 20 | 0
[6 empty] | 14 | Jan | 5.8 | 6.38 | 20 | 0 |  | 14 | Jan | 0 | 0 | 16.815 | 0 | 14 | Jan | 0.4 | 0.44 | 15.36 | 0 | 14 | Jan | 5.8 | 6.38 | 20 | 0
[6 empty] | 15 | Jan | 1.6 | 1.76 | 20 | 0 |  | 15 | Jan | 12.4 | 13.64 | 20 | 0 | 15 | Jan | 35.4 | 38.94 | 20 | 0 | 15 | Jan | 1.6 | 1.76 | 20 | 0
[6 empty] | 16 | Jan | 0.8 | 0.88 | 20 | 0 |  | 16 | Jan | 1.6 | 1.76 | 20 | 0 | 16 | Jan | 6 | 6.6 | 20 | 0 | 16 | Jan | 0.8 | 0.88 | 20 | 0
[6 empty] | 17 | Jan | 0 | 0 | 20 | 0 |  | 17 | Jan | 28.8 | 31.68 | 20 | 0 | 17 | Jan | 20.4 | 22.44 | 20 | 0 | 17 | Jan | 0 | 0 | 19.255 | 0
[6 empty] | 18 | Jan | 2.6 | 2.86 | 20 | 0 |  | 18 | Jan | 1 | 1.1 | 20 | 0 | 18 | Jan | 16.6 | 18.26 | 20 | 0 | 18 | Jan | 2.6 | 2.86 | 20 | 0
[6 empty] | 19 | Jan | 1 | 1.1 | 20 | 0 |  | 19 | Jan | 0 | 0 | 19.255 | 0 | 19 | Jan | 2.6 | 2.86 | 20 | 0 | 19 | Jan | 1 | 1.1 | 20 | 0
[6 empty] | 20 | Jan | 0.6 | 0.66 | 20 | 0 |  | 20 | Jan | 0 | 0 | 18.51 | 0 | 20 | Jan | 0.4 | 0.44 | 19.695 | 0 | 20 | Jan | 0.6 | 0.66 | 19.915 | 0
[6 empty] | 21 | Jan | 0.8 | 0.88 | 20 | 0 |  | 21 | Jan | 7.2 | 7.92 | 20 | 0 | 21 | Jan | 18.4 | 20.24 | 20 | 0 | 21 | Jan | 0.8 | 0.88 | 20 | 0
[6 empty] | 22 | Jan | 0.6 | 0.66 | 20 | 0 |  | 22 | Jan | 5.2 | 5.72 | 20 | 0 | 22 | Jan | 14 | 15.4 | 20 | 0 | 22 | Jan | 0.6 | 0.66 | 19.915 | 0
[6 empty] | 23 | Jan | 0 | 0 | 20 | 0 |  | 23 | Jan | 5.6 | 6.16 | 20 | 0 | 23 | Jan | 90.8 | 99.88 | 20 | 0 | 23 | Jan | 0 | 0 | 19.17 | 0
[6 empty] | 24 | Jan | 0 | 0 | 20 | 0 |  | 24 | Jan | 6.6 | 7.26 | 20 | 0 | 24 | Jan | 40 | 44 | 20 | 0 | 24 | Jan | 0 | 0 | 18.425 | 0
[6 empty] | 25 | Jan | 0 | 0 | 20 | 0 |  | 25 | Jan | 0 | 0 | 19.255 | 0 | 25 | Jan | 1.8 | 1.98 | 20 | 0 | 25 | Jan | 0 | 0 | 17.68 | 0
[6 empty] | 26 | Jan | 0 | 0 | 20 | 0 |  | 26 | Jan | 0 | 0 | 18.51 | 0 | 26 | Jan | 2.8 | 3.08 | 20 | 0 | 26 | Jan | 0 | 0 | 16.935 | 0
[6 empty] | 27 | Jan | 17.6 | 19.36 | 20 | 0 |  | 27 | Jan | 0.6 | 0.66 | 18.425 | 0 | 27 | Jan | 2.8 | 3.08 | 20 | 0 | 27 | Jan | 17.6 | 19.36 | 20 | 0
[6 empty] | 28 | Jan | 0 | 0 | 20 | 0 |  | 28 | Jan | 0 | 0 | 17.68 | 0 | 28 | Jan | 0 | 0 | 19.255 | 0 | 28 | Jan | 0 | 0 | 19.255 | 0
[6 empty] | 29 | Jan | 0 | 0 | 20 | 0 |  | 29 | Jan | 0 | 0 | 16.935 | 0 | 29 | Jan | 0 | 0 | 18.51 | 0 | 29 | Jan | 0 | 0 | 18.51 | 0
[6 empty] | 30 | Jan | 0 | 0 | 20 | 0 |  | 30 | Jan | 0 | 0 | 16.19 | 0 | 30 | Jan | 0.6 | 0.66 | 18.425 | 0 | 30 | Jan | 0 | 0 | 17.765 | 0
[6 empty] | 31 | Jan | 2.6 | 2.86 | 20 | 0 |  | 31 | Jan | 1.2 | 1.32 | 16.765 | 0 | 31 | Jan | 5.8 | 6.38 | 20 | 0 | 31 | Jan | 2.6 | 2.86 | 19.88 | 0
[6 empty] | 32 | Feb | 2.6 | 2.86 | 20 | 0.745 |  | 32 | Feb | 1.8 | 1.98 | 18 | 0 | 32 | Feb | 8 | 8.8 | 20 | 0 | 32 | Feb | 2.6 | 2.86 | 20 | 0
[6 empty] | 33 | Feb | 0 | 0 | 19.255 | 0.745 |  | 33 | Feb | 4 | 4.4 | 20 | 0 | 33 | Feb | 27 | 29.7 | 20 | 0 | 33 | Feb | 0 | 0 | 19.255 | 19.255
[6 empty] | 34 | Feb | 0 | 0 | 18.51 | 0.745 |  | 34 | Feb | 1.4 | 1.54 | 20 | 0 | 34 | Feb | 0.6 | 0.66 | 19.915 | 4.075 | 34 | Feb | 0 | 0 | 18.51 | 18.51
[6 empty] | 35 | Feb | 0 | 0 | 17.765 | 0.745 |  | 35 | Feb | 17 | 18.7 | 20 | 0 | 35 | Feb | 36 | 39.6 | 20 | 0 | 35 | Feb | 0 | 0 | 17.765 | 17.765
[6 empty] | 36 | Feb | 0 | 0 | 17.02 | 0.745 |  | 36 | Feb | 39.6 | 43.56 | 20 | 0 | 36 | Feb | 27.2 | 29.92 | 20 | 0 | 36 | Feb | 0 | 0 | 17.02 | 17.02
[6 empty] | 37 | Feb | 0 | 0 | 16.275 | 0.745 |  | 37 | Feb | 9.8 | 10.78 | 20 | 0 | 37 | Feb | 28.2 | 31.02 | 20 | 0 | 37 | Feb | 0 | 0 | 16.275 | 16.275
[6 empty] | 38 | Feb | 0 | 0 | 15.53 | 0.745 |  | 38 | Feb | 11.4 | 12.54 | 20 | 0 | 38 | Feb | 39.2 | 43.12 | 20 | 0 | 38 | Feb | 0 | 0 | 15.53 | 15.53
[6 empty] | 39 | Feb | 0 | 0 | 14.785 | 0.745 |  | 39 | Feb | 13.2 | 14.52 | 20 | 0 | 39 | Feb | 6.6 | 7.26 | 20 | 0 | 39 | Feb | 0 | 0 | 14.785 | 14.785
[6 empty] | 40 | Feb | 12.2 | 13.42 | 20 | 0.745 |  | 40 | Feb | 11.8 | 12.98 | 20 | 0 | 40 | Feb | 3.2 | 3.52 | 20 | 0 | 40 | Feb | 12.2 | 13.42 | 20 | 0
[6 empty] | 41 | Feb | 13.4 | 14.74 | 20 | 0.745 |  | 41 | Feb | 0.8 | 0.88 | 20 | 0 | 41 | Feb | 0.2 | 0.22 | 19.475 | 14.195 | 41 | Feb | 13.4 | 14.74 | 20 | 0
[6 empty] | 42 | Feb | 46.6 | 51.26 | 20 | 0.745 |  | 42 | Feb | 1 | 1.1 | 20 | 0 | 42 | Feb | 19.6 | 21.56 | 20 | 0 | 42 | Feb | 46.6 | 51.26 | 20 | 0
[6 empty] | 43 | Feb | 16.8 | 18.48 | 20 | 0.745 |  | 43 | Feb | 12.8 | 14.08 | 20 | 0 | 43 | Feb | 30.4 | 33.44 | 20 | 0 | 43 | Feb | 16.8 | 18.48 | 20 | 0
[6 empty] | 44 | Feb | 15.6 | 17.16 | 20 | 0.745 |  | 44 | Feb | 16.2 | 17.82 | 20 | 0 | 44 | Feb | 19 | 20.9 | 20 | 0 | 44 | Feb | 15.6 | 17.16 | 20 | 0
[6 empty] | 45 | Feb | 3 | 3.3 | 20 | 0.745 |  | 45 | Feb | 0 | 0 | 19.255 | 19.255 | 45 | Feb | 0.2 | 0.22 | 19.475 | 14.195 | 45 | Feb | 3 | 3.3 | 20 | 0
[6 empty] | 46 | Feb | 11.6 | 12.76 | 20 | 0.745 |  | 46 | Feb | 0 | 0 | 18.51 | 18.51 | 46 | Feb | 0 | 0 | 18.73 | 18.73 | 46 | Feb | 11.6 | 12.76 | 20 | 0
[6 empty] | 47 | Feb | 19 | 20.9 | 20 | 0.745 |  | 47 | Feb | 0 | 0 | 17.765 | 17.765 | 47 | Feb | 0 | 0 | 17.985 | 17.985 | 47 | Feb | 19 | 20.9 | 20 | 0
[6 empty] | 48 | Feb | 9.2 | 10.12 | 20 | 0.745 |  | 48 | Feb | 0 | 0 | 17.02 | 17.02 | 48 | Feb | 0 | 0 | 17.24 | 17.24 | 48 | Feb | 9.2 | 10.12 | 20 | 0
[6 empty] | 49 | Feb | 12.6 | 13.86 | 20 | 0.745 |  | 49 | Feb | 0 | 0 | 16.275 | 16.275 | 49 | Feb | 4 | 4.4 | 20 | 0 | 49 | Feb | 12.6 | 13.86 | 20 | 0
[6 empty] | 50 | Feb | 21.8 | 23.98 | 20 | 0.745 |  | 50 | Feb | 0 | 0 | 15.53 | 15.53 | 50 | Feb | 11 | 12.1 | 20 | 0 | 50 | Feb | 21.8 | 23.98 | 20 | 0
[6 empty] | 51 | Feb | 2.4 | 2.64 | 20 | 0.745 |  | 51 | Feb | 0 | 0 | 14.785 | 14.785 | 51 | Feb | 0.4 | 0.44 | 19.695 | 9.135 | 51 | Feb | 2.4 | 2.64 | 20 | 0
[6 empty] | 52 | Feb | 0.8 | 0.88 | 20 | 0.745 |  | 52 | Feb | 0 | 0 | 14.04 | 14.04 | 52 | Feb | 0 | 0 | 18.95 | 18.95 | 52 | Feb | 0.8 | 0.88 | 20 | 0
[6 empty] | 53 | Feb | 4.8 | 5.28 | 20 | 0.745 |  | 53 | Feb | 0 | 0 | 13.295 | 13.295 | 53 | Feb | 0 | 0 | 18.205 | 18.205 | 53 | Feb | 4.8 | 5.28 | 20 | 0
[6 empty] | 54 | Feb | 14.6 | 16.06 | 20 | 0.745 |  | 54 | Feb | 0 | 0 | 12.55 | 12.55 | 54 | Feb | 0 | 0 | 17.46 | 17.46 | 54 | Feb | 14.6 | 16.06 | 20 | 0
[6 empty] | 55 | Feb | 6.8 | 7.48 | 20 | 0.745 |  | 55 | Feb | 0 | 0 | 11.805 | 11.805 | 55 | Feb | 0.2 | 0.22 | 16.935 | 11.655 | 55 | Feb | 6.8 | 7.48 | 20 | 0
[6 empty] | 56 | Feb | 0 | 0 | 19.255 | 0.745 |  | 56 | Feb | 1.6 | 1.76 | 12.82 | 0 | 56 | Feb | 4.6 | 5.06 | 20 | 0 | 56 | Feb | 0 | 0 | 19.255 | 19.255
[6 empty] | 57 | Feb | 0.8 | 0.88 | 19.39 | 0.745 |  | 57 | Feb | 8.2 | 9.02 | 20 | 0 | 57 | Feb | 8.8 | 9.68 | 20 | 0 | 57 | Feb | 0.8 | 0.88 | 19.39 | 0
[6 empty] | 58 | Feb | 0 | 0 | 18.645 | 0.745 |  | 58 | Feb | 0 | 0 | 19.255 | 19.255 | 58 | Feb | 0.4 | 0.44 | 19.695 | 9.135 | 58 | Feb | 0 | 0 | 18.645 | 18.645
[6 empty] | 59 | Feb | 0.4 | 0.44 | 18.34 | 0.745 |  | 59 | Feb | 0 | 0 | 18.51 | 18.51 | 59 | Feb | 0 | 0 | 18.95 | 18.95 | 59 | Feb | 0.4 | 0.44 | 18.34 | 7.78
[6 empty] | 60 | Mar | 2 | 2.2 | 19.795 | 0.745 |  | 60 | Mar | 2.2 | 2.42 | 20 | 0 | 60 | Mar | 1.2 | 1.32 | 19.525 | 0 | 60 | Mar | 2 | 2.2 | 19.795 | 0
[6 empty] | 61 | Mar | 19 | 20.9 | 20 | 0.745 |  | 61 | Mar | 0 | 0 | 19.255 | 19.255 | 61 | Mar | 0 | 0 | 18.78 | 18.78 | 61 | Mar | 19 | 20.9 | 20 | 0
[6 empty] | 62 | Mar | 1 | 1.1 | 20 | 0.745 |  | 62 | Mar | 0 | 0 | 18.51 | 18.51 | 62 | Mar | 0 | 0 | 18.035 | 18.035 | 62 | Mar | 1 | 1.1 | 20 | 0
[6 empty] | 63 | Mar | 2.4 | 2.64 | 20 | 0.745 |  | 63 | Mar | 0 | 0 | 17.765 | 17.765 | 63 | Mar | 0.4 | 0.44 | 17.73 | 7.17 | 63 | Mar | 2.4 | 2.64 | 20 | 0
[6 empty] | 64 | Mar | 23.8 | 26.18 | 20 | 0.745 |  | 64 | Mar | 0 | 0 | 17.02 | 17.02 | 64 | Mar | 1.8 | 1.98 | 18.965 | 0 | 64 | Mar | 23.8 | 26.18 | 20 | 0
[6 empty] | 65 | Mar | 8.6 | 9.46 | 20 | 0.745 |  | 65 | Mar | 0 | 0 | 16.275 | 16.275 | 65 | Mar | 0.8 | 0.88 | 19.1 | 0 | 65 | Mar | 8.6 | 9.46 | 20 | 0
[6 empty] | 66 | Mar | 34 | 37.4 | 20 | 0.745 |  | 66 | Mar | 0 | 0 | 15.53 | 15.53 | 66 | Mar | 0 | 0 | 18.355 | 18.355 | 66 | Mar | 34 | 37.4 | 20 | 0
[6 empty] | 67 | Mar | 52.4 | 57.64 | 20 | 0.745 |  | 67 | Mar | 0 | 0 | 14.785 | 14.785 | 67 | Mar | 0.4 | 0.44 | 18.05 | 7.49 | 67 | Mar | 52.4 | 57.64 | 20 | 0
[6 empty] | 68 | Mar | 10.6 | 11.66 | 20 | 0.745 |  | 68 | Mar | 0 | 0 | 14.04 | 14.04 | 68 | Mar | 0.4 | 0.44 | 17.745 | 7.185 | 68 | Mar | 10.6 | 11.66 | 20 | 0
[6 empty] | 69 | Mar | 2.4 | 2.64 | 20 | 0.745 |  | 69 | Mar | 0.8 | 0.88 | 14.175 | 0 | 69 | Mar | 2.8 | 3.08 | 20 | 0 | 69 | Mar | 2.4 | 2.64 | 20 | 0
[6 empty] | 70 | Mar | 0 | 0 | 19.255 | 0.745 |  | 70 | Mar | 6.4 | 7.04 | 20 | 0 | 70 | Mar | 13.6 | 14.96 | 20 | 0 | 70 | Mar | 0 | 0 | 19.255 | 19.255
[6 empty] | 71 | Mar | 2.8 | 3.08 | 20 | 0.745 |  | 71 | Mar | 0.8 | 0.88 | 20 | 0 | 71 | Mar | 8.6 | 9.46 | 20 | 0 | 71 | Mar | 2.8 | 3.08 | 20 | 0
[6 empty] | 72 | Mar | 20.2 | 22.22 | 20 | 0.745 |  | 72 | Mar | 8.4 | 9.24 | 20 | 0 | 72 | Mar | 17.4 | 19.14 | 20 | 0 | 72 | Mar | 20.2 | 22.22 | 20 | 0
[6 empty] | 73 | Mar | 13.8 | 15.18 | 20 | 0.745 |  | 73 | Mar | 1 | 1.1 | 20 | 0 | 73 | Mar | 0.6 | 0.66 | 19.915 | 4.075 | 73 | Mar | 13.8 | 15.18 | 20 | 0
[6 empty] | 74 | Mar | 22.8 | 25.08 | 20 | 0.745 |  | 74 | Mar | 0 | 0 | 19.255 | 19.255 | 74 | Mar | 0 | 0 | 19.17 | 19.17 | 74 | Mar | 22.8 | 25.08 | 20 | 0
[6 empty] | 75 | Mar | 5.4 | 5.94 | 20 | 0.745 |  | 75 | Mar | 0 | 0 | 18.51 | 18.51 | 75 | Mar | 0 | 0 | 18.425 | 18.425 | 75 | Mar | 5.4 | 5.94 | 20 | 0
[6 empty] | 76 | Mar | 0.4 | 0.44 | 19.695 | 0.745 |  | 76 | Mar | 0 | 0 | 17.765 | 17.765 | 76 | Mar | 0 | 0 | 17.68 | 17.68 | 76 | Mar | 0.4 | 0.44 | 19.695 | 9.135
[6 empty] | 77 | Mar | 31 | 34.1 | 20 | 0.745 |  | 77 | Mar | 7.4 | 8.14 | 20 | 0 | 77 | Mar | 31 | 34.1 | 20 | 0 | 77 | Mar | 31 | 34.1 | 20 | 0
[6 empty] | 78 | Mar | 1.6 | 1.76 | 20 | 0.745 |  | 78 | Mar | 10 | 11 | 20 | 0 | 78 | Mar | 35.4 | 38.94 | 20 | 0 | 78 | Mar | 1.6 | 1.76 | 20 | 0
[6 empty] | 79 | Mar | 1.6 | 1.76 | 20 | 0.745 |  | 79 | Mar | 15.2 | 16.72 | 20 | 0 | 79 | Mar | 28.6 | 31.46 | 20 | 0 | 79 | Mar | 1.6 | 1.76 | 20 | 0
[6 empty] | 80 | Mar | 7.6 | 8.36 | 20 | 0.745 |  | 80 | Mar | 0.2 | 0.22 | 19.475 | 14.195 | 80 | Mar | 0 | 0 | 19.255 | 19.255 | 80 | Mar | 7.6 | 8.36 | 20 | 0
[6 empty] | 81 | Mar | 2.6 | 2.86 | 20 | 0.745 |  | 81 | Mar | 4.4 | 4.84 | 20 | 0 | 81 | Mar | 7 | 7.7 | 20 | 0 | 81 | Mar | 2.6 | 2.86 | 20 | 0
[6 empty] | 82 | Mar | 0 | 0 | 19.255 | 0.745 |  | 82 | Mar | 8.2 | 9.02 | 20 | 0 | 82 | Mar | 9.6 | 10.56 | 20 | 0 | 82 | Mar | 0 | 0 | 19.255 | 19.255
[6 empty] | 83 | Mar | 4 | 4.4 | 20 | 0.745 |  | 83 | Mar | 11.8 | 12.98 | 20 | 0 | 83 | Mar | 18.2 | 20.02 | 20 | 0 | 83 | Mar | 4 | 4.4 | 20 | 0
[6 empty] | 84 | Mar | 31 | 34.1 | 20 | 0.745 |  | 84 | Mar | 5.4 | 5.94 | 20 | 0 | 84 | Mar | 104.4 | 114.84 | 20 | 0 | 84 | Mar | 31 | 34.1 | 20 | 0
[6 empty] | 85 | Mar | 0.2 | 0.22 | 19.475 | 0.745 |  | 85 | Mar | 0 | 0 | 19.255 | 19.255 | 85 | Mar | 33.2 | 36.52 | 20 | 0 | 85 | Mar | 0.2 | 0.22 | 19.475 | 14.195
[6 empty] | 86 | Mar | 4.4 | 4.84 | 20 | 0.745 |  | 86 | Mar | 12.8 | 14.08 | 20 | 0 | 86 | Mar | 26.2 | 28.82 | 20 | 0 | 86 | Mar | 4.4 | 4.84 | 20 | 0
[6 empty] | 87 | Mar | 23.6 | 25.96 | 20 | 0.745 |  | 87 | Mar | 4.6 | 5.06 | 20 | 0 | 87 | Mar | 68.8 | 75.68 | 20 | 0 | 87 | Mar | 23.6 | 25.96 | 20 | 0
[6 empty] | 88 | Mar | 41.6 | 45.76 | 20 | 0.745 |  | 88 | Mar | 11.8 | 12.98 | 20 | 0 | 88 | Mar | 10 | 11 | 20 | 0 | 88 | Mar | 41.6 | 45.76 | 20 | 0
[6 empty] | 89 | Mar | 3 | 3.3 | 20 | 0.745 |  | 89 | Mar | 22 | 24.2 | 20 | 0 | 89 | Mar | 37.7 | 41.47 | 20 | 0 | 89 | Mar | 3 | 3.3 | 20 | 0
[6 empty] | 90 | Mar | 0 | 0 | 19.255 | 0.745 |  | 90 | Mar | 2 | 2.2 | 20 | 0 | 90 | Mar | 11.6 | 12.76 | 20 | 0 | 90 | Mar | 0 | 0 | 19.255 | 19.255
[6 empty] | 91 | Apr | 0 | 0 | 18.51 | 0.745 |  | 91 | Apr | 0 | 0 | 19.255 | 19.255 | 91 | Apr | 0 | 0 | 19.255 | 19.255 | 91 | Apr | 0 | 0 | 18.51 | 18.51
[6 empty] | 92 | Apr | 5.6 | 6.16 | 20 | 0.745 |  | 92 | Apr | 0.4 | 0.44 | 18.95 | 8.39 | 92 | Apr | 33.7 | 37.07 | 20 | 0 | 92 | Apr | 5.6 | 6.16 | 20 | 0
[6 empty] | 93 | Apr | 20.4 | 22.44 | 20 | 0.745 |  | 93 | Apr | 6.2 | 6.82 | 20 | 0 | 93 | Apr | 9 | 9.9 | 20 | 0 | 93 | Apr | 20.4 | 22.44 | 20 | 0
[6 empty] | 94 | Apr | 2.6 | 2.86 | 20 | 0.745 |  | 94 | Apr | 1.4 | 1.54 | 20 | 0 | 94 | Apr | 8.4 | 9.24 | 20 | 0 | 94 | Apr | 2.6 | 2.86 | 20 | 0
[6 empty] | 95 | Apr | 15.9 | 17.49 | 20 | 0.745 |  | 95 | Apr | 0 | 0 | 19.255 | 19.255 | 95 | Apr | 0.6 | 0.66 | 19.915 | 4.075 | 95 | Apr | 15.9 | 17.49 | 20 | 0
[6 empty] | 96 | Apr | 9.4 | 10.34 | 20 | 0.745 |  | 96 | Apr | 0 | 0 | 18.51 | 18.51 | 96 | Apr | 0 | 0 | 19.17 | 19.17 | 96 | Apr | 9.4 | 10.34 | 20 | 0
[6 empty] | 97 | Apr | 13.6 | 14.96 | 20 | 0.745 |  | 97 | Apr | 0 | 0 | 17.765 | 17.765 | 97 | Apr | 0 | 0 | 18.425 | 18.425 | 97 | Apr | 13.6 | 14.96 | 20 | 0
[6 empty] | 98 | Apr | 5.6 | 6.16 | 20 | 0.745 |  | 98 | Apr | 0 | 0 | 17.02 | 17.02 | 98 | Apr | 0 | 0 | 17.68 | 17.68 | 98 | Apr | 5.6 | 6.16 | 20 | 0
[6 empty] | 99 | Apr | 0 | 0 | 19.255 | 0.745 |  | 99 | Apr | 0 | 0 | 16.275 | 16.275 | 99 | Apr | 3.2 | 3.52 | 20 | 0 | 99 | Apr | 0 | 0 | 19.255 | 19.255
[6 empty] | 100 | Apr | 16.6 | 18.26 | 20 | 0.745 |  | 100 | Apr | 3.4 | 3.74 | 19.27 | 0 | 100 | Apr | 40.2 | 44.22 | 20 | 0 | 100 | Apr | 16.6 | 18.26 | 20 | 0
[6 empty] | 101 | Apr | 0 | 0 | 19.255 | 0.745 |  | 101 | Apr | 2.2 | 2.42 | 20 | 0 | 101 | Apr | 9.2 | 10.12 | 20 | 0 | 101 | Apr | 0 | 0 | 19.255 | 19.255
[6 empty] | 102 | Apr | 0 | 0 | 18.51 | 0.745 |  | 102 | Apr | 5 | 5.5 | 20 | 0 | 102 | Apr | 24.4 | 26.84 | 20 | 0 | 102 | Apr | 0 | 0 | 18.51 | 18.51
[6 empty] | 103 | Apr | 0 | 0 | 17.765 | 0.745 |  | 103 | Apr | 9.2 | 10.12 | 20 | 0 | 103 | Apr | 16.2 | 17.82 | 20 | 0 | 103 | Apr | 0 | 0 | 17.765 | 17.765
[6 empty] | 104 | Apr | 14.8 | 16.28 | 20 | 0.745 |  | 104 | Apr | 0 | 0 | 19.255 | 19.255 | 104 | Apr | 1.5 | 1.65 | 20 | 0 | 104 | Apr | 14.8 | 16.28 | 20 | 0
[6 empty] | 105 | Apr | 20.8 | 22.88 | 20 | 0.745 |  | 105 | Apr | 0 | 0 | 18.51 | 18.51 | 105 | Apr | 37.2 | 40.92 | 20 | 0 | 105 | Apr | 20.8 | 22.88 | 20 | 0
[6 empty] | 106 | Apr | 37.4 | 41.14 | 20 | 0.745 |  | 106 | Apr | 0 | 0 | 17.765 | 17.765 | 106 | Apr | 3 | 3.3 | 20 | 0 | 106 | Apr | 37.4 | 41.14 | 20 | 0
[6 empty] | 107 | Apr | 9.8 | 10.78 | 20 | 0.745 |  | 107 | Apr | 0 | 0 | 17.02 | 17.02 | 107 | Apr | 0 | 0 | 19.255 | 19.255 | 107 | Apr | 9.8 | 10.78 | 20 | 0
[6 empty] | 108 | Apr | 1.9 | 2.09 | 20 | 0.745 |  | 108 | Apr | 0 | 0 | 16.275 | 16.275 | 108 | Apr | 0 | 0 | 18.51 | 18.51 | 108 | Apr | 1.9 | 2.09 | 20 | 0
[6 empty] | 109 | Apr | 21 | 23.1 | 20 | 0.745 |  | 109 | Apr | 0 | 0 | 15.53 | 15.53 | 109 | Apr | 0 | 0 | 17.765 | 17.765 | 109 | Apr | 21 | 23.1 | 20 | 0
[6 empty] | 110 | Apr | 30 | 33 | 20 | 0.745 |  | 110 | Apr | 0 | 0 | 14.785 | 14.785 | 110 | Apr | 1.1 | 1.21 | 18.23 | 0 | 110 | Apr | 30 | 33 | 20 | 0
[6 empty] | 111 | Apr | 0 | 0 | 19.255 | 0.745 |  | 111 | Apr | 5 | 5.5 | 19.54 | 0 | 111 | Apr | 0.4 | 0.44 | 17.925 | 7.365 | 111 | Apr | 0 | 0 | 19.255 | 19.255
[6 empty] | 112 | Apr | 4.4 | 4.84 | 20 | 0.745 |  | 112 | Apr | 0.8 | 0.88 | 19.675 | 0 | 112 | Apr | 8.2 | 9.02 | 20 | 0 | 112 | Apr | 4.4 | 4.84 | 20 | 0
[6 empty] | 113 | Apr | 12.8 | 14.08 | 20 | 0.745 |  | 113 | Apr | 22.2 | 24.42 | 20 | 0 | 113 | Apr | 8.4 | 9.24 | 20 | 0 | 113 | Apr | 12.8 | 14.08 | 20 | 0
[6 empty] | 114 | Apr | 26 | 28.6 | 20 | 0.745 |  | 114 | Apr | 6.8 | 7.48 | 20 | 0 | 114 | Apr | 1.8 | 1.98 | 20 | 0 | 114 | Apr | 26 | 28.6 | 20 | 0
[6 empty] | 115 | Apr | 1.8 | 1.98 | 20 | 0.745 |  | 115 | Apr | 0.6 | 0.66 | 19.915 | 4.075 | 115 | Apr | 0 | 0 | 19.255 | 19.255 | 115 | Apr | 1.8 | 1.98 | 20 | 0
[6 empty] | 116 | Apr | 35 | 38.5 | 20 | 0.745 |  | 116 | Apr | 0.4 | 0.44 | 19.61 | 9.05 | 116 | Apr | 4.2 | 4.62 | 20 | 0 | 116 | Apr | 35 | 38.5 | 20 | 0
[6 empty] | 117 | Apr | 7.2 | 7.92 | 20 | 0.745 |  | 117 | Apr | 1.2 | 1.32 | 20 | 0 | 117 | Apr | 22.4 | 24.64 | 20 | 0 | 117 | Apr | 7.2 | 7.92 | 20 | 0
[6 empty] | 118 | Apr | 0.8 | 0.88 | 20 | 0.745 |  | 118 | Apr | 0.8 | 0.88 | 20 | 0 | 118 | Apr | 15.4 | 16.94 | 20 | 0 | 118 | Apr | 0.8 | 0.88 | 20 | 0
[6 empty] | 119 | Apr | 0.1 | 0.11 | 19.365 | 0.745 |  | 119 | Apr | 0 | 0 | 19.255 | 19.255 | 119 | Apr | 27.6 | 30.36 | 20 | 0 | 119 | Apr | 0.1 | 0.11 | 19.365 | 16.725
[6 empty] | 120 | Apr | 0 | 0 | 18.62 | 0.745 |  | 120 | Apr | 1.6 | 1.76 | 20 | 0 | 120 | Apr | 4.8 | 5.28 | 20 | 0 | 120 | Apr | 0 | 0 | 18.62 | 18.62
[6 empty] | 121 | May | 0 | 0 | 17.875 | 0.745 |  | 121 | May | 0 | 0 | 19.255 | 19.255 | 121 | May | 0.8 | 0.88 | 20 | 0 | 121 | May | 0 | 0 | 17.875 | 17.875
[6 empty] | 122 | May | 2 | 2.2 | 19.33 | 0.745 |  | 122 | May | 0 | 0 | 18.51 | 18.51 | 122 | May | 0 | 0 | 19.255 | 19.255 | 122 | May | 2 | 2.2 | 19.33 | 0
[6 empty] | 123 | May | 4.6 | 5.06 | 20 | 0.745 |  | 123 | May | 0 | 0 | 17.765 | 17.765 | 123 | May | 0 | 0 | 18.51 | 18.51 | 123 | May | 4.6 | 5.06 | 20 | 0
[6 empty] | 124 | May | 3.8 | 4.18 | 20 | 0.745 |  | 124 | May | 0.4 | 0.44 | 17.46 | 6.9 | 124 | May | 19.8 | 21.78 | 20 | 0 | 124 | May | 3.8 | 4.18 | 20 | 0
[6 empty] | 125 | May | 0 | 0 | 19.255 | 0.745 |  | 125 | May | 1.6 | 1.76 | 18.475 | 0 | 125 | May | 0.4 | 0.44 | 19.695 | 9.135 | 125 | May | 0 | 0 | 19.255 | 19.255
[6 empty] | 126 | May | 0 | 0 | 18.51 | 0.745 |  | 126 | May | 0 | 0 | 17.73 | 17.73 | 126 | May | 0 | 0 | 18.95 | 18.95 | 126 | May | 0 | 0 | 18.51 | 18.51
[6 empty] | 127 | May | 0 | 0 | 17.765 | 0.745 |  | 127 | May | 0 | 0 | 16.985 | 16.985 | 127 | May | 0 | 0 | 18.205 | 18.205 | 127 | May | 0 | 0 | 17.765 | 17.765
[6 empty] | 128 | May | 0 | 0 | 17.02 | 0.745 |  | 128 | May | 0 | 0 | 16.24 | 16.24 | 128 | May | 0 | 0 | 17.46 | 17.46 | 128 | May | 0 | 0 | 17.02 | 17.02
[6 empty] | 129 | May | 0 | 0 | 16.275 | 0.745 |  | 129 | May | 0 | 0 | 15.495 | 15.495 | 129 | May | 0 | 0 | 16.715 | 16.715 | 129 | May | 0 | 0 | 16.275 | 16.275
[6 empty] | 130 | May | 0.2 | 0.22 | 15.75 | 0.745 |  | 130 | May | 0 | 0 | 14.75 | 14.75 | 130 | May | 0.4 | 0.44 | 16.41 | 5.85 | 130 | May | 0.2 | 0.22 | 15.75 | 10.47
[6 empty] | 131 | May | 0 | 0 | 15.005 | 0.745 |  | 131 | May | 0 | 0 | 14.005 | 14.005 | 131 | May | 0 | 0 | 15.665 | 15.665 | 131 | May | 0 | 0 | 15.005 | 15.005
[6 empty] | 132 | May | 0.2 | 0.22 | 14.48 | 0.745 |  | 132 | May | 9.4 | 10.34 | 20 | 0 | 132 | May | 0 | 0 | 14.92 | 14.92 | 132 | May | 0.2 | 0.22 | 14.48 | 9.2
[6 empty] | 133 | May | 0 | 0 | 13.735 | 0.745 |  | 133 | May | 2.2 | 2.42 | 20 | 0 | 133 | May | 0 | 0 | 14.175 | 14.175 | 133 | May | 0 | 0 | 13.735 | 13.735
[6 empty] | 134 | May | 0 | 0 | 12.99 | 0.745 |  | 134 | May | 0.4 | 0.44 | 19.695 | 9.135 | 134 | May | 0 | 0 | 13.43 | 13.43 | 134 | May | 0 | 0 | 12.99 | 12.99
[6 empty] | 135 | May | 0 | 0 | 12.245 | 0.745 |  | 135 | May | 0 | 0 | 18.95 | 18.95 | 135 | May | 0 | 0 | 12.685 | 12.685 | 135 | May | 0 | 0 | 12.245 | 12.245
[6 empty] | 136 | May | 2.8 | 3.08 | 14.58 | 0.745 |  | 136 | May | 0 | 0 | 18.205 | 18.205 | 136 | May | 0.2 | 0.22 | 12.16 | 6.88 | 136 | May | 2.8 | 3.08 | 14.58 | 0
[6 empty] | 137 | May | 0 | 0 | 13.835 | 0.745 |  | 137 | May | 0 | 0 | 17.46 | 17.46 | 137 | May | 0 | 0 | 11.415 | 11.415 | 137 | May | 0 | 0 | 13.835 | 13.835
[6 empty] | 138 | May | 0 | 0 | 13.09 | 0.745 |  | 138 | May | 0 | 0 | 16.715 | 16.715 | 138 | May | 0 | 0 | 10.67 | 10.67 | 138 | May | 0 | 0 | 13.09 | 13.09
[6 empty] | 139 | May | 0 | 0 | 12.345 | 0.745 |  | 139 | May | 0 | 0 | 15.97 | 15.97 | 139 | May | 0 | 0 | 9.925 | 9.925 | 139 | May | 0 | 0 | 12.345 | 12.345
[6 empty] | 140 | May | 0 | 0 | 11.6 | 0.745 |  | 140 | May | 0 | 0 | 15.225 | 15.225 | 140 | May | 0 | 0 | 9.18 | 9.18 | 140 | May | 0 | 0 | 11.6 | 11.6
[6 empty] | 141 | May | 8.2 | 9.02 | 19.875 | 0.745 |  | 141 | May | 0 | 0 | 14.48 | 14.48 | 141 | May | 0 | 0 | 8.435 | 8.435 | 141 | May | 8.2 | 9.02 | 19.875 | 0
[6 empty] | 142 | May | 29.6 | 32.56 | 20 | 0.745 |  | 142 | May | 0 | 0 | 13.735 | 13.735 | 142 | May | 0.2 | 0.22 | 7.91 | 2.63 | 142 | May | 29.6 | 32.56 | 20 | 0
[6 empty] | 143 | May | 0.8 | 0.88 | 20 | 0.745 |  | 143 | May | 0 | 0 | 12.99 | 12.99 | 143 | May | 0.2 | 0.22 | 7.385 | 2.105 | 143 | May | 0.8 | 0.88 | 20 | 0
[6 empty] | 144 | May | 5.2 | 5.72 | 20 | 0.745 |  | 144 | May | 0 | 0 | 12.245 | 12.245 | 144 | May | 0 | 0 | 6.64 | 6.64 | 144 | May | 5.2 | 5.72 | 20 | 0
[6 empty] | 145 | May | 23.4 | 25.74 | 20 | 0.745 |  | 145 | May | 0 | 0 | 11.5 | 11.5 | 145 | May | 0 | 0 | 5.895 | 5.895 | 145 | May | 23.4 | 25.74 | 20 | 0
[6 empty] | 146 | May | 0 | 0 | 19.255 | 0.745 |  | 146 | May | 0 | 0 | 10.755 | 10.755 | 146 | May | 0 | 0 | 5.15 | 5.15 | 146 | May | 0 | 0 | 19.255 | 19.255
[6 empty] | 147 | May | 4.4 | 4.84 | 20 | 0.745 |  | 147 | May | 0 | 0 | 10.01 | 10.01 | 147 | May | 0 | 0 | 4.405 | 4.405 | 147 | May | 4.4 | 4.84 | 20 | 0
[6 empty] | 148 | May | 0 | 0 | 19.255 | 0.745 |  | 148 | May | 0 | 0 | 9.265 | 9.265 | 148 | May | 0 | 0 | 3.66 | 3.66 | 148 | May | 0 | 0 | 19.255 | 19.255
[6 empty] | 149 | May | 0 | 0 | 18.51 | 0.745 |  | 149 | May | 0 | 0 | 8.52 | 8.52 | 149 | May | 0 | 0 | 2.915 | 2.915 | 149 | May | 0 | 0 | 18.51 | 18.51
[6 empty] | 150 | May | 0 | 0 | 17.765 | 0.745 |  | 150 | May | 0 | 0 | 7.775 | 7.775 | 150 | May | 0 | 0 | 2.17 | 2.17 | 150 | May | 0 | 0 | 17.765 | 17.765
[6 empty] | 151 | May | 0 | 0 | 17.02 | 0.745 |  | 151 | May | 0 | 0 | 7.03 | 7.03 | 151 | May | 0 | 0 | 1.425 | 1.425 | 151 | May | 0 | 0 | 17.02 | 17.02
[6 empty] | 152 | Jun | 0 | 0 | 16.275 | 0.745 |  | 152 | Jun | 5.8 | 6.38 | 12.665 | 0 | 152 | Jun | 7.4 | 8.14 | 8.82 | 0 | 152 | Jun | 0 | 0 | 16.275 | 16.275
[6 empty] | 153 | Jun | 0 | 0 | 15.53 | 0.745 |  | 153 | Jun | 9.2 | 10.12 | 20 | 0 | 153 | Jun | 2.8 | 3.08 | 11.155 | 0 | 153 | Jun | 0 | 0 | 15.53 | 15.53
[6 empty] | 154 | Jun | 0 | 0 | 14.785 | 0.745 |  | 154 | Jun | 0 | 0 | 19.255 | 19.255 | 154 | Jun | 0 | 0 | 10.41 | 10.41 | 154 | Jun | 0 | 0 | 14.785 | 14.785
[6 empty] | 155 | Jun | 0 | 0 | 14.04 | 0.745 |  | 155 | Jun | 0 | 0 | 18.51 | 18.51 | 155 | Jun | 0 | 0 | 9.665 | 9.665 | 155 | Jun | 0 | 0 | 14.04 | 14.04
[6 empty] | 156 | Jun | 0 | 0 | 13.295 | 0.745 |  | 156 | Jun | 0 | 0 | 17.765 | 17.765 | 156 | Jun | 0 | 0 | 8.92 | 8.92 | 156 | Jun | 0 | 0 | 13.295 | 13.295
[6 empty] | 157 | Jun | 0 | 0 | 12.55 | 0.745 |  | 157 | Jun | 0 | 0 | 17.02 | 17.02 | 157 | Jun | 0 | 0 | 8.175 | 8.175 | 157 | Jun | 0 | 0 | 12.55 | 12.55
[6 empty] | 158 | Jun | 0 | 0 | 11.805 | 0.745 |  | 158 | Jun | 0 | 0 | 16.275 | 16.275 | 158 | Jun | 0 | 0 | 7.43 | 7.43 | 158 | Jun | 0 | 0 | 11.805 | 11.805
[6 empty] | 159 | Jun | 0.2 | 0.22 | 11.28 | 0.745 |  | 159 | Jun | 0 | 0 | 15.53 | 15.53 | 159 | Jun | 0 | 0 | 6.685 | 6.685 | 159 | Jun | 0.2 | 0.22 | 11.28 | 6
[6 empty] | 160 | Jun | 0 | 0 | 10.535 | 0.745 |  | 160 | Jun | 0 | 0 | 14.785 | 14.785 | 160 | Jun | 0 | 0 | 5.94 | 5.94 | 160 | Jun | 0 | 0 | 10.535 | 10.535
[6 empty] | 161 | Jun | 0 | 0 | 9.79 | 0.745 |  | 161 | Jun | 0 | 0 | 14.04 | 14.04 | 161 | Jun | 0 | 0 | 5.195 | 5.195 | 161 | Jun | 0 | 0 | 9.79 | 9.79
[6 empty] | 162 | Jun | 0 | 0 | 9.045 | 0.745 |  | 162 | Jun | 0 | 0 | 13.295 | 13.295 | 162 | Jun | 0 | 0 | 4.45 | 4.45 | 162 | Jun | 0 | 0 | 9.045 | 9.045
[6 empty] | 163 | Jun | 0 | 0 | 8.3 | 0.745 |  | 163 | Jun | 0 | 0 | 12.55 | 12.55 | 163 | Jun | 0 | 0 | 3.705 | 3.705 | 163 | Jun | 0 | 0 | 8.3 | 8.3
[6 empty] | 164 | Jun | 0 | 0 | 7.555 | 0.745 |  | 164 | Jun | 0 | 0 | 11.805 | 11.805 | 164 | Jun | 0 | 0 | 2.96 | 2.96 | 164 | Jun | 0 | 0 | 7.555 | 7.555
[6 empty] | 165 | Jun | 3.6 | 3.96 | 10.77 | 0.745 |  | 165 | Jun | 0 | 0 | 11.06 | 11.06 | 165 | Jun | 0 | 0 | 2.215 | 2.215 | 165 | Jun | 3.6 | 3.96 | 10.77 | 0
[6 empty] | 166 | Jun | 0 | 0 | 10.025 | 0.745 |  | 166 | Jun | 0 | 0 | 10.315 | 10.315 | 166 | Jun | 0 | 0 | 1.47 | 1.47 | 166 | Jun | 0 | 0 | 10.025 | 10.025
[6 empty] | 167 | Jun | 0 | 0 | 9.28 | 0.745 |  | 167 | Jun | 0 | 0 | 9.57 | 9.57 | 167 | Jun | 0 | 0 | 0.725 | 0.725 | 167 | Jun | 0 | 0 | 9.28 | 9.28
[6 empty] | 168 | Jun | 0 | 0 | 8.535 | 0.745 |  | 168 | Jun | 0 | 0 | 8.825 | 8.825 | 168 | Jun | 0 | 0 | 0 | 0 | 168 | Jun | 0 | 0 | 8.535 | 8.535
[6 empty] | 169 | Jun | 1.6 | 1.76 | 9.55 | 0.745 |  | 169 | Jun | 1.6 | 1.76 | 9.84 | 0 | 169 | Jun | 7 | 7.7 | 6.955 | 0 | 169 | Jun | 1.6 | 1.76 | 9.55 | 0
[6 empty] | 170 | Jun | 20.8 | 22.88 | 20 | 0.745 |  | 170 | Jun | 0.4 | 0.44 | 9.535 | 0 | 170 | Jun | 0 | 0 | 6.21 | 6.21 | 170 | Jun | 20.8 | 22.88 | 20 | 0
[6 empty] | 171 | Jun | 3.2 | 3.52 | 20 | 0.745 |  | 171 | Jun | 0 | 0 | 8.79 | 8.79 | 171 | Jun | 0 | 0 | 5.465 | 5.465 | 171 | Jun | 3.2 | 3.52 | 20 | 0
[6 empty] | 172 | Jun | 1.2 | 1.32 | 20 | 0.745 |  | 172 | Jun | 0 | 0 | 8.045 | 8.045 | 172 | Jun | 0 | 0 | 4.72 | 4.72 | 172 | Jun | 1.2 | 1.32 | 20 | 0
[6 empty] | 173 | Jun | 0 | 0 | 19.255 | 0.745 |  | 173 | Jun | 0 | 0 | 7.3 | 7.3 | 173 | Jun | 0 | 0 | 3.975 | 3.975 | 173 | Jun | 0 | 0 | 19.255 | 19.255
[6 empty] | 174 | Jun | 15.4 | 16.94 | 20 | 0.745 |  | 174 | Jun | 0 | 0 | 6.555 | 6.555 | 174 | Jun | 1.4 | 1.54 | 4.77 | 0 | 174 | Jun | 15.4 | 16.94 | 20 | 0
[6 empty] | 175 | Jun | 1.2 | 1.32 | 20 | 0.745 |  | 175 | Jun | 0 | 0 | 5.81 | 5.81 | 175 | Jun | 13.4 | 14.74 | 18.765 | 0 | 175 | Jun | 1.2 | 1.32 | 20 | 0
[6 empty] | 176 | Jun | 0 | 0 | 19.255 | 0.745 |  | 176 | Jun | 0 | 0 | 5.065 | 5.065 | 176 | Jun | 4 | 4.4 | 20 | 0 | 176 | Jun | 0 | 0 | 19.255 | 19.255
[6 empty] | 177 | Jun | 5.8 | 6.38 | 20 | 0.745 |  | 177 | Jun | 0 | 0 | 4.32 | 4.32 | 177 | Jun | 0 | 0 | 19.255 | 19.255 | 177 | Jun | 5.8 | 6.38 | 20 | 0
[6 empty] | 178 | Jun | 20.4 | 22.44 | 20 | 0.745 |  | 178 | Jun | 0 | 0 | 3.575 | 3.575 | 178 | Jun | 0 | 0 | 18.51 | 18.51 | 178 | Jun | 20.4 | 22.44 | 20 | 0
[6 empty] | 179 | Jun | 20.4 | 22.44 | 20 | 0.745 |  | 179 | Jun | 0 | 0 | 2.83 | 2.83 | 179 | Jun | 0 | 0 | 17.765 | 17.765 | 179 | Jun | 20.4 | 22.44 | 20 | 0
[6 empty] | 180 | Jun | 0.6 | 0.66 | 19.915 | 0.745 |  | 180 | Jun | 0 | 0 | 2.085 | 2.085 | 180 | Jun | 0 | 0 | 17.02 | 17.02 | 180 | Jun | 0.6 | 0.66 | 19.915 | 4.075
[6 empty] | 181 | Jun | 0 | 0 | 19.17 | 0.745 |  | 181 | Jun | 0 | 0 | 1.34 | 1.34 | 181 | Jun | 0 | 0 | 16.275 | 16.275 | 181 | Jun | 0 | 0 | 19.17 | 19.17
[6 empty] | 182 | Jul | 0 | 0 | 18.425 | 0.745 |  | 182 | Jul | 0 | 0 | 0.595 | 0.595 | 182 | Jul | 0 | 0 | 15.53 | 15.53 | 182 | Jul | 0 | 0 | 18.425 | 18.425
[6 empty] | 183 | Jul | 1.8 | 1.98 | 19.66 | 0.745 |  | 183 | Jul | 0 | 0 | 0 | 0 | 183 | Jul | 0 | 0 | 14.785 | 14.785 | 183 | Jul | 1.8 | 1.98 | 19.66 | 0
[6 empty] | 184 | Jul | 6.2 | 6.82 | 20 | 0.745 |  | 184 | Jul | 0 | 0 | 0 | 0 | 184 | Jul | 0 | 0 | 14.04 | 14.04 | 184 | Jul | 6.2 | 6.82 | 20 | 0
[6 empty] | 185 | Jul | 9.4 | 10.34 | 20 | 0.745 |  | 185 | Jul | 0 | 0 | 0 | 0 | 185 | Jul | 0 | 0 | 13.295 | 13.295 | 185 | Jul | 9.4 | 10.34 | 20 | 0
[6 empty] | 186 | Jul | 26.6 | 29.26 | 20 | 0.745 |  | 186 | Jul | 0 | 0 | 0 | 0 | 186 | Jul | 0 | 0 | 12.55 | 12.55 | 186 | Jul | 26.6 | 29.26 | 20 | 0
[6 empty] | 187 | Jul | 13.6 | 14.96 | 20 | 0.745 |  | 187 | Jul | 0 | 0 | 0 | 0 | 187 | Jul | 0 | 0 | 11.805 | 11.805 | 187 | Jul | 13.6 | 14.96 | 20 | 0
[6 empty] | 188 | Jul | 0 | 0 | 19.255 | 0.745 |  | 188 | Jul | 0 | 0 | 0 | 0 | 188 | Jul | 0.2 | 0.22 | 11.28 | 6 | 188 | Jul | 0 | 0 | 19.255 | 19.255
[6 empty] | 189 | Jul | 0 | 0 | 18.51 | 0.745 |  | 189 | Jul | 0 | 0 | 0 | 0 | 189 | Jul | 0 | 0 | 10.535 | 10.535 | 189 | Jul | 0 | 0 | 18.51 | 18.51
[6 empty] | 190 | Jul | 0 | 0 | 17.765 | 0.745 |  | 190 | Jul | 0 | 0 | 0 | 0 | 190 | Jul | 1 | 1.1 | 10.89 | 0 | 190 | Jul | 0 | 0 | 17.765 | 17.765
[6 empty] | 191 | Jul | 0 | 0 | 17.02 | 0.745 |  | 191 | Jul | 0 | 0 | 0 | 0 | 191 | Jul | 1.2 | 1.32 | 11.465 | 0 | 191 | Jul | 0 | 0 | 17.02 | 17.02
[6 empty] | 192 | Jul | 0 | 0 | 16.275 | 0.745 |  | 192 | Jul | 10.8 | 11.88 | 11.135 | 0 | 192 | Jul | 2.4 | 2.64 | 13.36 | 0 | 192 | Jul | 0 | 0 | 16.275 | 16.275
[6 empty] | 193 | Jul | 0 | 0 | 15.53 | 0.745 |  | 193 | Jul | 12 | 13.2 | 20 | 0 | 193 | Jul | 4 | 4.4 | 17.015 | 0 | 193 | Jul | 0 | 0 | 15.53 | 15.53
[6 empty] | 194 | Jul | 0 | 0 | 14.785 | 0.745 |  | 194 | Jul | 0 | 0 | 19.255 | 19.255 | 194 | Jul | 0 | 0 | 16.27 | 16.27 | 194 | Jul | 0 | 0 | 14.785 | 14.785
[6 empty] | 195 | Jul | 0 | 0 | 14.04 | 0.745 |  | 195 | Jul | 0 | 0 | 18.51 | 18.51 | 195 | Jul | 0 | 0 | 15.525 | 15.525 | 195 | Jul | 0 | 0 | 14.04 | 14.04
[6 empty] | 196 | Jul | 0 | 0 | 13.295 | 0.745 |  | 196 | Jul | 0 | 0 | 17.765 | 17.765 | 196 | Jul | 0 | 0 | 14.78 | 14.78 | 196 | Jul | 0 | 0 | 13.295 | 13.295
[6 empty] | 197 | Jul | 0 | 0 | 12.55 | 0.745 |  | 197 | Jul | 0 | 0 | 17.02 | 17.02 | 197 | Jul | 0 | 0 | 14.035 | 14.035 | 197 | Jul | 0 | 0 | 12.55 | 12.55
[6 empty] | 198 | Jul | 0 | 0 | 11.805 | 0.745 |  | 198 | Jul | 0 | 0 | 16.275 | 16.275 | 198 | Jul | 0 | 0 | 13.29 | 13.29 | 198 | Jul | 0 | 0 | 11.805 | 11.805
[6 empty] | 199 | Jul | 37 | 40.7 | 20 | 0.745 |  | 199 | Jul | 0 | 0 | 15.53 | 15.53 | 199 | Jul | 0 | 0 | 12.545 | 12.545 | 199 | Jul | 37 | 40.7 | 20 | 0
[6 empty] | 200 | Jul | 1.8 | 1.98 | 20 | 0.745 |  | 200 | Jul | 0 | 0 | 14.785 | 14.785 | 200 | Jul | 0 | 0 | 11.8 | 11.8 | 200 | Jul | 1.8 | 1.98 | 20 | 0
[6 empty] | 201 | Jul | 0 | 0 | 19.255 | 0.745 |  | 201 | Jul | 0 | 0 | 14.04 | 14.04 | 201 | Jul | 0.6 | 0.66 | 11.715 | 0 | 201 | Jul | 0 | 0 | 19.255 | 19.255
[6 empty] | 202 | Jul | 0 | 0 | 18.51 | 0.745 |  | 202 | Jul | 0 | 0 | 13.295 | 13.295 | 202 | Jul | 0 | 0 | 10.97 | 10.97 | 202 | Jul | 0 | 0 | 18.51 | 18.51
[6 empty] | 203 | Jul | 8 | 8.8 | 20 | 0.745 |  | 203 | Jul | 0 | 0 | 12.55 | 12.55 | 203 | Jul | 0 | 0 | 10.225 | 10.225 | 203 | Jul | 8 | 8.8 | 20 | 0
[6 empty] | 204 | Jul | 18.2 | 20.02 | 20 | 0.745 |  | 204 | Jul | 0.4 | 0.44 | 12.245 | 1.685 | 204 | Jul | 8.4 | 9.24 | 18.72 | 0 | 204 | Jul | 18.2 | 20.02 | 20 | 0
[6 empty] | 205 | Jul | 0.6 | 0.66 | 19.915 | 0.745 |  | 205 | Jul | 1 | 1.1 | 12.6 | 0 | 205 | Jul | 4 | 4.4 | 20 | 0 | 205 | Jul | 0.6 | 0.66 | 19.915 | 4.075
[6 empty] | 206 | Jul | 0 | 0 | 19.17 | 0.745 |  | 206 | Jul | 10.8 | 11.88 | 20 | 0 | 206 | Jul | 4.2 | 4.62 | 20 | 0 | 206 | Jul | 0 | 0 | 19.17 | 19.17
[6 empty] | 207 | Jul | 0 | 0 | 18.425 | 0.745 |  | 207 | Jul | 0.6 | 0.66 | 19.915 | 4.075 | 207 | Jul | 0 | 0 | 19.255 | 19.255 | 207 | Jul | 0 | 0 | 18.425 | 18.425
[6 empty] | 208 | Jul | 0 | 0 | 17.68 | 0.745 |  | 208 | Jul | 0 | 0 | 19.17 | 19.17 | 208 | Jul | 0 | 0 | 18.51 | 18.51 | 208 | Jul | 0 | 0 | 17.68 | 17.68
[6 empty] | 209 | Jul | 0 | 0 | 16.935 | 0.745 |  | 209 | Jul | 0 | 0 | 18.425 | 18.425 | 209 | Jul | 0 | 0 | 17.765 | 17.765 | 209 | Jul | 0 | 0 | 16.935 | 16.935
[6 empty] | 210 | Jul | 0 | 0 | 16.19 | 0.745 |  | 210 | Jul | 0 | 0 | 17.68 | 17.68 | 210 | Jul | 0 | 0 | 17.02 | 17.02 | 210 | Jul | 0 | 0 | 16.19 | 16.19
[6 empty] | 211 | Jul | 0 | 0 | 15.445 | 0.745 |  | 211 | Jul | 0 | 0 | 16.935 | 16.935 | 211 | Jul | 0 | 0 | 16.275 | 16.275 | 211 | Jul | 0 | 0 | 15.445 | 15.445
[6 empty] | 212 | Jul | 0 | 0 | 14.7 | 0.745 |  | 212 | Jul | 0 | 0 | 16.19 | 16.19 | 212 | Jul | 0 | 0 | 15.53 | 15.53 | 212 | Jul | 0 | 0 | 14.7 | 14.7
[6 empty] | 213 | Aug | 0 | 0 | 13.955 | 0.745 |  | 213 | Aug | 0 | 0 | 15.445 | 15.445 | 213 | Aug | 0 | 0 | 14.785 | 14.785 | 213 | Aug | 0 | 0 | 13.955 | 13.955
[6 empty] | 214 | Aug | 0 | 0 | 13.21 | 0.745 |  | 214 | Aug | 0 | 0 | 14.7 | 14.7 | 214 | Aug | 0 | 0 | 14.04 | 14.04 | 214 | Aug | 0 | 0 | 13.21 | 13.21
[6 empty] | 215 | Aug | 0 | 0 | 12.465 | 0.745 |  | 215 | Aug | 0 | 0 | 13.955 | 13.955 | 215 | Aug | 0 | 0 | 13.295 | 13.295 | 215 | Aug | 0 | 0 | 12.465 | 12.465
[6 empty] | 216 | Aug | 0 | 0 | 11.72 | 0.745 |  | 216 | Aug | 6.6 | 7.26 | 20 | 0 | 216 | Aug | 0 | 0 | 12.55 | 12.55 | 216 | Aug | 0 | 0 | 11.72 | 11.72
[6 empty] | 217 | Aug | 0 | 0 | 10.975 | 0.745 |  | 217 | Aug | 4.8 | 5.28 | 20 | 0 | 217 | Aug | 0 | 0 | 11.805 | 11.805 | 217 | Aug | 0 | 0 | 10.975 | 10.975
[6 empty] | 218 | Aug | 0 | 0 | 10.23 | 0.745 |  | 218 | Aug | 0 | 0 | 19.255 | 19.255 | 218 | Aug | 3.2 | 3.52 | 14.58 | 0 | 218 | Aug | 0 | 0 | 10.23 | 10.23
[6 empty] | 219 | Aug | 0 | 0 | 9.485 | 0.745 |  | 219 | Aug | 0.2 | 0.22 | 18.73 | 13.45 | 219 | Aug | 14.6 | 16.06 | 20 | 0 | 219 | Aug | 0 | 0 | 9.485 | 9.485
[6 empty] | 220 | Aug | 0 | 0 | 8.74 | 0.745 |  | 220 | Aug | 5 | 5.5 | 20 | 0 | 220 | Aug | 24.4 | 26.84 | 20 | 0 | 220 | Aug | 0 | 0 | 8.74 | 8.74
[6 empty] | 221 | Aug | 0 | 0 | 7.995 | 0.745 |  | 221 | Aug | 1 | 1.1 | 20 | 0 | 221 | Aug | 1.8 | 1.98 | 20 | 0 | 221 | Aug | 0 | 0 | 7.995 | 7.995
[6 empty] | 222 | Aug | 0 | 0 | 7.25 | 0.745 |  | 222 | Aug | 0 | 0 | 19.255 | 19.255 | 222 | Aug | 0 | 0 | 19.255 | 19.255 | 222 | Aug | 0 | 0 | 7.25 | 7.25
[6 empty] | 223 | Aug | 0 | 0 | 6.505 | 0.745 |  | 223 | Aug | 0 | 0 | 18.51 | 18.51 | 223 | Aug | 0 | 0 | 18.51 | 18.51 | 223 | Aug | 0 | 0 | 6.505 | 6.505
[6 empty] | 224 | Aug | 0 | 0 | 5.76 | 0.745 |  | 224 | Aug | 0 | 0 | 17.765 | 17.765 | 224 | Aug | 0 | 0 | 17.765 | 17.765 | 224 | Aug | 0 | 0 | 5.76 | 5.76
[6 empty] | 225 | Aug | 0 | 0 | 5.015 | 0.745 |  | 225 | Aug | 0 | 0 | 17.02 | 17.02 | 225 | Aug | 0 | 0 | 17.02 | 17.02 | 225 | Aug | 0 | 0 | 5.015 | 5.015
[6 empty] | 226 | Aug | 0 | 0 | 4.27 | 0.745 |  | 226 | Aug | 9.8 | 10.78 | 20 | 0 | 226 | Aug | 0 | 0 | 16.275 | 16.275 | 226 | Aug | 0 | 0 | 4.27 | 4.27
[6 empty] | 227 | Aug | 0 | 0 | 3.525 | 0.745 |  | 227 | Aug | 3 | 3.3 | 20 | 0 | 227 | Aug | 0 | 0 | 15.53 | 15.53 | 227 | Aug | 0 | 0 | 3.525 | 3.525
[6 empty] | 228 | Aug | 0 | 0 | 2.78 | 0.745 |  | 228 | Aug | 0 | 0 | 19.255 | 19.255 | 228 | Aug | 0 | 0 | 14.785 | 14.785 | 228 | Aug | 0 | 0 | 2.78 | 2.78
[6 empty] | 229 | Aug | 0 | 0 | 2.035 | 0.745 |  | 229 | Aug | 0 | 0 | 18.51 | 18.51 | 229 | Aug | 0 | 0 | 14.04 | 14.04 | 229 | Aug | 0 | 0 | 2.035 | 2.035
[6 empty] | 230 | Aug | 0 | 0 | 1.29 | 0.745 |  | 230 | Aug | 0 | 0 | 17.765 | 17.765 | 230 | Aug | 0 | 0 | 13.295 | 13.295 | 230 | Aug | 0 | 0 | 1.29 | 1.29
[6 empty] | 231 | Aug | 0 | 0 | 0.545 | 0.745 |  | 231 | Aug | 0 | 0 | 17.02 | 17.02 | 231 | Aug | 0 | 0 | 12.55 | 12.55 | 231 | Aug | 0 | 0 | 0.545 | 0.545
[6 empty] | 232 | Aug | 0 | 0 | 0 | 0.745 |  | 232 | Aug | 0 | 0 | 16.275 | 16.275 | 232 | Aug | 0 | 0 | 11.805 | 11.805 | 232 | Aug | 0 | 0 | 0 | 0
[6 empty] | 233 | Aug | 0 | 0 | 0 | 0.745 |  | 233 | Aug | 0 | 0 | 15.53 | 15.53 | 233 | Aug | 0 | 0 | 11.06 | 11.06 | 233 | Aug | 0 | 0 | 0 | 0
[6 empty] | 234 | Aug | 0 | 0 | 0 | 0.745 |  | 234 | Aug | 0 | 0 | 14.785 | 14.785 | 234 | Aug | 0 | 0 | 10.315 | 10.315 | 234 | Aug | 0 | 0 | 0 | 0
[6 empty] | 235 | Aug | 0 | 0 | 0 | 0.745 |  | 235 | Aug | 0 | 0 | 14.04 | 14.04 | 235 | Aug | 0 | 0 | 9.57 | 9.57 | 235 | Aug | 0 | 0 | 0 | 0
[6 empty] | 236 | Aug | 0 | 0 | 0 | 0.745 |  | 236 | Aug | 0 | 0 | 13.295 | 13.295 | 236 | Aug | 0 | 0 | 8.825 | 8.825 | 236 | Aug | 0 | 0 | 0 | 0
[6 empty] | 237 | Aug | 0 | 0 | 0 | 0.745 |  | 237 | Aug | 0 | 0 | 12.55 | 12.55 | 237 | Aug | 0 | 0 | 8.08 | 8.08 | 237 | Aug | 0 | 0 | 0 | 0
[6 empty] | 238 | Aug | 0 | 0 | 0 | 0.745 |  | 238 | Aug | 0 | 0 | 11.805 | 11.805 | 238 | Aug | 0 | 0 | 7.335 | 7.335 | 238 | Aug | 0 | 0 | 0 | 0
[6 empty] | 239 | Aug | 0 | 0 | 0 | 0.745 |  | 239 | Aug | 3 | 3.3 | 14.36 | 0 | 239 | Aug | 2.8 | 3.08 | 9.67 | 0 | 239 | Aug | 0 | 0 | 0 | 0
[6 empty] | 240 | Aug | 0.4 | 0.44 | 0 | 0.745 |  | 240 | Aug | 6.8 | 7.48 | 20 | 0 | 240 | Aug | 10.4 | 11.44 | 20 | 0 | 240 | Aug | 0.4 | 0.44 | 0 | 0
[6 empty] | 241 | Aug | 7.8 | 8.58 | 7.835 | 0.745 |  | 241 | Aug | 16.2 | 17.82 | 20 | 0 | 241 | Aug | 33.4 | 36.74 | 20 | 0 | 241 | Aug | 7.8 | 8.58 | 7.835 | 0
[6 empty] | 242 | Aug | 3.6 | 3.96 | 11.05 | 0.745 |  | 242 | Aug | 6.2 | 6.82 | 20 | 0 | 242 | Aug | 26 | 28.6 | 20 | 0 | 242 | Aug | 3.6 | 3.96 | 11.05 | 0
[6 empty] | 243 | Aug | 10.6 | 11.66 | 20 | 0.745 |  | 243 | Aug | 14.2 | 15.62 | 20 | 0 | 243 | Aug | 6 | 6.6 | 20 | 0 | 243 | Aug | 10.6 | 11.66 | 20 | 0
[6 empty] | 244 | Sep | 3.2 | 3.52 | 20 | 0.745 |  | 244 | Sep | 1.6 | 1.76 | 20 | 0 | 244 | Sep | 15.8 | 17.38 | 20 | 0 | 244 | Sep | 3.2 | 3.52 | 20 | 0
[6 empty] | 245 | Sep | 6.2 | 6.82 | 20 | 0.745 |  | 245 | Sep | 9.4 | 10.34 | 20 | 0 | 245 | Sep | 0.8 | 0.88 | 20 | 0 | 245 | Sep | 6.2 | 6.82 | 20 | 0
[6 empty] | 246 | Sep | 0 | 0 | 19.255 | 0.745 |  | 246 | Sep | 0.6 | 0.66 | 19.915 | 4.075 | 246 | Sep | 2.4 | 2.64 | 20 | 0 | 246 | Sep | 0 | 0 | 19.255 | 19.255
[6 empty] | 247 | Sep | 0 | 0 | 18.51 | 0.745 |  | 247 | Sep | 0 | 0 | 19.17 | 19.17 | 247 | Sep | 0 | 0 | 19.255 | 19.255 | 247 | Sep | 0 | 0 | 18.51 | 18.51
[6 empty] | 248 | Sep | 0 | 0 | 17.765 | 0.745 |  | 248 | Sep | 0.2 | 0.22 | 18.645 | 13.365 | 248 | Sep | 1.6 | 1.76 | 20 | 0 | 248 | Sep | 0 | 0 | 17.765 | 17.765
[6 empty] | 249 | Sep | 0 | 0 | 17.02 | 0.745 |  | 249 | Sep | 0.2 | 0.22 | 18.12 | 12.84 | 249 | Sep | 0 | 0 | 19.255 | 19.255 | 249 | Sep | 0 | 0 | 17.02 | 17.02
[6 empty] | 250 | Sep | 0 | 0 | 16.275 | 0.745 |  | 250 | Sep | 4 | 4.4 | 20 | 0 | 250 | Sep | 29.6 | 32.56 | 20 | 0 | 250 | Sep | 0 | 0 | 16.275 | 16.275
[6 empty] | 251 | Sep | 0 | 0 | 15.53 | 0.745 |  | 251 | Sep | 0 | 0 | 19.255 | 19.255 | 251 | Sep | 13 | 14.3 | 20 | 0 | 251 | Sep | 0 | 0 | 15.53 | 15.53
[6 empty] | 252 | Sep | 0 | 0 | 14.785 | 0.745 |  | 252 | Sep | 0 | 0 | 18.51 | 18.51 | 252 | Sep | 1.4 | 1.54 | 20 | 0 | 252 | Sep | 0 | 0 | 14.785 | 14.785
[6 empty] | 253 | Sep | 0 | 0 | 14.04 | 0.745 |  | 253 | Sep | 0 | 0 | 17.765 | 17.765 | 253 | Sep | 0 | 0 | 19.255 | 19.255 | 253 | Sep | 0 | 0 | 14.04 | 14.04
[6 empty] | 254 | Sep | 0 | 0 | 13.295 | 0.745 |  | 254 | Sep | 0 | 0 | 17.02 | 17.02 | 254 | Sep | 0 | 0 | 18.51 | 18.51 | 254 | Sep | 0 | 0 | 13.295 | 13.295
[6 empty] | 255 | Sep | 0 | 0 | 12.55 | 0.745 |  | 255 | Sep | 0 | 0 | 16.275 | 16.275 | 255 | Sep | 0 | 0 | 17.765 | 17.765 | 255 | Sep | 0 | 0 | 12.55 | 12.55
[6 empty] | 256 | Sep | 0 | 0 | 11.805 | 0.745 |  | 256 | Sep | 0 | 0 | 15.53 | 15.53 | 256 | Sep | 0 | 0 | 17.02 | 17.02 | 256 | Sep | 0 | 0 | 11.805 | 11.805
[6 empty] | 257 | Sep | 0 | 0 | 11.06 | 0.745 |  | 257 | Sep | 0 | 0 | 14.785 | 14.785 | 257 | Sep | 0 | 0 | 16.275 | 16.275 | 257 | Sep | 0 | 0 | 11.06 | 11.06
[6 empty] | 258 | Sep | 0 | 0 | 10.315 | 0.745 |  | 258 | Sep | 3.2 | 3.52 | 17.56 | 0 | 258 | Sep | 2 | 2.2 | 17.73 | 0 | 258 | Sep | 0 | 0 | 10.315 | 10.315
[6 empty] | 259 | Sep | 0 | 0 | 9.57 | 0.745 |  | 259 | Sep | 6.4 | 7.04 | 20 | 0 | 259 | Sep | 4 | 4.4 | 20 | 0 | 259 | Sep | 0 | 0 | 9.57 | 9.57
[6 empty] | 260 | Sep | 0 | 0 | 8.825 | 0.745 |  | 260 | Sep | 2 | 2.2 | 20 | 0 | 260 | Sep | 2.8 | 3.08 | 20 | 0 | 260 | Sep | 0 | 0 | 8.825 | 8.825
[6 empty] | 261 | Sep | 26.4 | 29.04 | 20 | 0.745 |  | 261 | Sep | 8.6 | 9.46 | 20 | 0 | 261 | Sep | 46.4 | 51.04 | 20 | 0 | 261 | Sep | 26.4 | 29.04 | 20 | 0
[6 empty] | 262 | Sep | 0.4 | 0.44 | 19.695 | 0.745 |  | 262 | Sep | 9.8 | 10.78 | 20 | 0 | 262 | Sep | 86.8 | 95.48 | 20 | 0 | 262 | Sep | 0.4 | 0.44 | 19.695 | 9.135
[6 empty] | 263 | Sep | 0 | 0 | 18.95 | 0.745 |  | 263 | Sep | 7.4 | 8.14 | 20 | 0 | 263 | Sep | 1.4 | 1.54 | 20 | 0 | 263 | Sep | 0 | 0 | 18.95 | 18.95
[6 empty] | 264 | Sep | 2 | 2.2 | 20 | 0.745 |  | 264 | Sep | 0 | 0 | 19.255 | 19.255 | 264 | Sep | 4.2 | 4.62 | 20 | 0 | 264 | Sep | 2 | 2.2 | 20 | 0
[6 empty] | 265 | Sep | 12.4 | 13.64 | 20 | 0.745 |  | 265 | Sep | 0 | 0 | 18.51 | 18.51 | 265 | Sep | 39.8 | 43.78 | 20 | 0 | 265 | Sep | 12.4 | 13.64 | 20 | 0
[6 empty] | 266 | Sep | 29.4 | 32.34 | 20 | 0.745 |  | 266 | Sep | 8.4 | 9.24 | 20 | 0 | 266 | Sep | 29.8 | 32.78 | 20 | 0 | 266 | Sep | 29.4 | 32.34 | 20 | 0
[6 empty] | 267 | Sep | 1.6 | 1.76 | 20 | 0.745 |  | 267 | Sep | 7.8 | 8.58 | 20 | 0 | 267 | Sep | 11.8 | 12.98 | 20 | 0 | 267 | Sep | 1.6 | 1.76 | 20 | 0
[6 empty] | 268 | Sep | 0.6 | 0.66 | 19.915 | 0.745 |  | 268 | Sep | 0.4 | 0.44 | 19.695 | 9.135 | 268 | Sep | 1.6 | 1.76 | 20 | 0 | 268 | Sep | 0.6 | 0.66 | 19.915 | 4.075
[6 empty] | 269 | Sep | 8.2 | 9.02 | 20 | 0.745 |  | 269 | Sep | 0 | 0 | 18.95 | 18.95 | 269 | Sep | 0 | 0 | 19.255 | 19.255 | 269 | Sep | 8.2 | 9.02 | 20 | 0
[6 empty] | 270 | Sep | 0 | 0 | 19.255 | 0.745 |  | 270 | Sep | 0 | 0 | 18.205 | 18.205 | 270 | Sep | 0 | 0 | 18.51 | 18.51 | 270 | Sep | 0 | 0 | 19.255 | 19.255
[6 empty] | 271 | Sep | 12.4 | 13.64 | 20 | 0.745 |  | 271 | Sep | 0 | 0 | 17.46 | 17.46 | 271 | Sep | 0 | 0 | 17.765 | 17.765 | 271 | Sep | 12.4 | 13.64 | 20 | 0
[6 empty] | 272 | Sep | 5.6 | 6.16 | 20 | 0.745 |  | 272 | Sep | 0 | 0 | 16.715 | 16.715 | 272 | Sep | 0 | 0 | 17.02 | 17.02 | 272 | Sep | 5.6 | 6.16 | 20 | 0
[6 empty] | 273 | Sep | 0 | 0 | 19.255 | 0.745 |  | 273 | Sep | 0 | 0 | 15.97 | 15.97 | 273 | Sep | 0 | 0 | 16.275 | 16.275 | 273 | Sep | 0 | 0 | 19.255 | 19.255
[6 empty] | 274 | Oct | 0 | 0 | 18.51 | 0.745 |  | 274 | Oct | 0 | 0 | 15.225 | 15.225 | 274 | Oct | 0 | 0 | 15.53 | 15.53 | 274 | Oct | 0 | 0 | 18.51 | 18.51
[6 empty] | 275 | Oct | 0 | 0 | 17.765 | 0.745 |  | 275 | Oct | 0 | 0 | 14.48 | 14.48 | 275 | Oct | 0 | 0 | 14.785 | 14.785 | 275 | Oct | 0 | 0 | 17.765 | 17.765
[6 empty] | 276 | Oct | 57.8 | 63.58 | 20 | 0.745 |  | 276 | Oct | 0 | 0 | 13.735 | 13.735 | 276 | Oct | 0 | 0 | 14.04 | 14.04 | 276 | Oct | 57.8 | 63.58 | 20 | 0
[6 empty] | 277 | Oct | 6 | 6.6 | 20 | 0.745 |  | 277 | Oct | 0 | 0 | 12.99 | 12.99 | 277 | Oct | 0 | 0 | 13.295 | 13.295 | 277 | Oct | 6 | 6.6 | 20 | 0
[6 empty] | 278 | Oct | 9.2 | 10.12 | 20 | 0.745 |  | 278 | Oct | 0 | 0 | 12.245 | 12.245 | 278 | Oct | 0 | 0 | 12.55 | 12.55 | 278 | Oct | 9.2 | 10.12 | 20 | 0
[6 empty] | 279 | Oct | 0.4 | 0.44 | 19.695 | 0.745 |  | 279 | Oct | 2.4 | 2.64 | 14.14 | 0 | 279 | Oct | 4 | 4.4 | 16.205 | 0 | 279 | Oct | 0.4 | 0.44 | 19.695 | 9.135
[6 empty] | 280 | Oct | 0 | 0 | 18.95 | 0.745 |  | 280 | Oct | 9 | 9.9 | 20 | 0 | 280 | Oct | 15.6 | 17.16 | 20 | 0 | 280 | Oct | 0 | 0 | 18.95 | 18.95
[6 empty] | 281 | Oct | 1.4 | 1.54 | 19.745 | 0.745 |  | 281 | Oct | 1 | 1.1 | 20 | 0 | 281 | Oct | 9.2 | 10.12 | 20 | 0 | 281 | Oct | 1.4 | 1.54 | 19.745 | 0
[6 empty] | 282 | Oct | 1.8 | 1.98 | 20 | 0.745 |  | 282 | Oct | 15.6 | 17.16 | 20 | 0 | 282 | Oct | 26.4 | 29.04 | 20 | 0 | 282 | Oct | 1.8 | 1.98 | 20 | 0
[6 empty] | 283 | Oct | 17.8 | 19.58 | 20 | 0.745 |  | 283 | Oct | 14.4 | 15.84 | 20 | 0 | 283 | Oct | 27 | 29.7 | 20 | 0 | 283 | Oct | 17.8 | 19.58 | 20 | 0
[6 empty] | 284 | Oct | 15.4 | 16.94 | 20 | 0.745 |  | 284 | Oct | 7.8 | 8.58 | 20 | 0 | 284 | Oct | 37.6 | 41.36 | 20 | 0 | 284 | Oct | 15.4 | 16.94 | 20 | 0
[6 empty] | 285 | Oct | 33 | 36.3 | 20 | 0.745 |  | 285 | Oct | 6 | 6.6 | 20 | 0 | 285 | Oct | 0.8 | 0.88 | 20 | 0 | 285 | Oct | 33 | 36.3 | 20 | 0
[6 empty] | 286 | Oct | 31.4 | 34.54 | 20 | 0.745 |  | 286 | Oct | 0 | 0 | 19.255 | 19.255 | 286 | Oct | 0.6 | 0.66 | 19.915 | 4.075 | 286 | Oct | 31.4 | 34.54 | 20 | 0
[6 empty] | 287 | Oct | 28.4 | 31.24 | 20 | 0.745 |  | 287 | Oct | 0 | 0 | 18.51 | 18.51 | 287 | Oct | 0 | 0 | 19.17 | 19.17 | 287 | Oct | 28.4 | 31.24 | 20 | 0
[6 empty] | 288 | Oct | 6.4 | 7.04 | 20 | 0.745 |  | 288 | Oct | 0 | 0 | 17.765 | 17.765 | 288 | Oct | 0 | 0 | 18.425 | 18.425 | 288 | Oct | 6.4 | 7.04 | 20 | 0
[6 empty] | 289 | Oct | 17.2 | 18.92 | 20 | 0.745 |  | 289 | Oct | 4.8 | 5.28 | 20 | 0 | 289 | Oct | 14.2 | 15.62 | 20 | 0 | 289 | Oct | 17.2 | 18.92 | 20 | 0
[6 empty] | 290 | Oct | 27 | 29.7 | 20 | 0.745 |  | 290 | Oct | 1.8 | 1.98 | 20 | 0 | 290 | Oct | 6.4 | 7.04 | 20 | 0 | 290 | Oct | 27 | 29.7 | 20 | 0
[6 empty] | 291 | Oct | 16.8 | 18.48 | 20 | 0.745 |  | 291 | Oct | 3.2 | 3.52 | 20 | 0 | 291 | Oct | 23.4 | 25.74 | 20 | 0 | 291 | Oct | 16.8 | 18.48 | 20 | 0
[6 empty] | 292 | Oct | 46.2 | 50.82 | 20 | 0.745 |  | 292 | Oct | 4.2 | 4.62 | 20 | 0 | 292 | Oct | 0.6 | 0.66 | 19.915 | 4.075 | 292 | Oct | 46.2 | 50.82 | 20 | 0
[6 empty] | 293 | Oct | 10.8 | 11.88 | 20 | 0.745 |  | 293 | Oct | 0 | 0 | 19.255 | 19.255 | 293 | Oct | 10.2 | 11.22 | 20 | 0 | 293 | Oct | 10.8 | 11.88 | 20 | 0
[6 empty] | 294 | Oct | 40.2 | 44.22 | 20 | 0.745 |  | 294 | Oct | 6 | 6.6 | 20 | 0 | 294 | Oct | 4 | 4.4 | 20 | 0 | 294 | Oct | 40.2 | 44.22 | 20 | 0
[6 empty] | 295 | Oct | 21.4 | 23.54 | 20 | 0.745 |  | 295 | Oct | 0 | 0 | 19.255 | 19.255 | 295 | Oct | 9.8 | 10.78 | 20 | 0 | 295 | Oct | 21.4 | 23.54 | 20 | 0
[6 empty] | 296 | Oct | 9.4 | 10.34 | 20 | 0.745 |  | 296 | Oct | 0 | 0 | 18.51 | 18.51 | 296 | Oct | 0 | 0 | 19.255 | 19.255 | 296 | Oct | 9.4 | 10.34 | 20 | 0
[6 empty] | 297 | Oct | 1.6 | 1.76 | 20 | 0.745 |  | 297 | Oct | 0.8 | 0.88 | 18.645 | 0 | 297 | Oct | 5.8 | 6.38 | 20 | 0 | 297 | Oct | 1.6 | 1.76 | 20 | 0
[6 empty] | 298 | Oct | 21.8 | 23.98 | 20 | 0.745 |  | 298 | Oct | 0 | 0 | 17.9 | 17.9 | 298 | Oct | 4 | 4.4 | 20 | 0 | 298 | Oct | 21.8 | 23.98 | 20 | 0
[6 empty] | 299 | Oct | 2.4 | 2.64 | 20 | 0.745 |  | 299 | Oct | 0 | 0 | 17.155 | 17.155 | 299 | Oct | 0 | 0 | 19.255 | 19.255 | 299 | Oct | 2.4 | 2.64 | 20 | 0
[6 empty] | 300 | Oct | 33.6 | 36.96 | 20 | 0.745 |  | 300 | Oct | 6 | 6.6 | 20 | 0 | 300 | Oct | 6.8 | 7.48 | 20 | 0 | 300 | Oct | 33.6 | 36.96 | 20 | 0
[6 empty] | 301 | Oct | 24.4 | 26.84 | 20 | 0.745 |  | 301 | Oct | 4.8 | 5.28 | 20 | 0 | 301 | Oct | 39 | 42.9 | 20 | 0 | 301 | Oct | 24.4 | 26.84 | 20 | 0
[6 empty] | 302 | Oct | 7 | 7.7 | 20 | 0.745 |  | 302 | Oct | 10.2 | 11.22 | 20 | 0 | 302 | Oct | 40.6 | 44.66 | 20 | 0 | 302 | Oct | 7 | 7.7 | 20 | 0
[6 empty] | 303 | Oct | 9 | 9.9 | 20 | 0.745 |  | 303 | Oct | 8 | 8.8 | 20 | 0 | 303 | Oct | 35.4 | 38.94 | 20 | 0 | 303 | Oct | 9 | 9.9 | 20 | 0
[6 empty] | 304 | Oct | 15 | 16.5 | 20 | 0.745 |  | 304 | Oct | 10 | 11 | 20 | 0 | 304 | Oct | 21.2 | 23.32 | 20 | 0 | 304 | Oct | 15 | 16.5 | 20 | 0
[6 empty] | 305 | Nov | 6.4 | 7.04 | 20 | 0.745 |  | 305 | Nov | 7.6 | 8.36 | 20 | 0 | 305 | Nov | 1.2 | 1.32 | 20 | 0 | 305 | Nov | 6.4 | 7.04 | 20 | 0
[6 empty] | 306 | Nov | 37.6 | 41.36 | 20 | 0.745 |  | 306 | Nov | 0 | 0 | 19.255 | 19.255 | 306 | Nov | 0 | 0 | 19.255 | 19.255 | 306 | Nov | 37.6 | 41.36 | 20 | 0
[6 empty] | 307 | Nov | 35.2 | 38.72 | 20 | 0.745 |  | 307 | Nov | 0 | 0 | 18.51 | 18.51 | 307 | Nov | 0 | 0 | 18.51 | 18.51 | 307 | Nov | 35.2 | 38.72 | 20 | 0
[6 empty] | 308 | Nov | 9 | 9.9 | 20 | 0.745 |  | 308 | Nov | 4.6 | 5.06 | 20 | 0 | 308 | Nov | 3.4 | 3.74 | 20 | 0 | 308 | Nov | 9 | 9.9 | 20 | 0
[6 empty] | 309 | Nov | 4.4 | 4.84 | 20 | 0.745 |  | 309 | Nov | 2 | 2.2 | 20 | 0 | 309 | Nov | 6 | 6.6 | 20 | 0 | 309 | Nov | 4.4 | 4.84 | 20 | 0
[6 empty] | 310 | Nov | 20.2 | 22.22 | 20 | 0.745 |  | 310 | Nov | 15 | 16.5 | 20 | 0 | 310 | Nov | 44.2 | 48.62 | 20 | 0 | 310 | Nov | 20.2 | 22.22 | 20 | 0
[6 empty] | 311 | Nov | 1.4 | 1.54 | 20 | 0.745 |  | 311 | Nov | 3.6 | 3.96 | 20 | 0 | 311 | Nov | 2.2 | 2.42 | 20 | 0 | 311 | Nov | 1.4 | 1.54 | 20 | 0
[6 empty] | 312 | Nov | 34 | 37.4 | 20 | 0.745 |  | 312 | Nov | 4.4 | 4.84 | 20 | 0 | 312 | Nov | 1.6 | 1.76 | 20 | 0 | 312 | Nov | 34 | 37.4 | 20 | 0
[6 empty] | 313 | Nov | 0 | 0 | 19.255 | 0.745 |  | 313 | Nov | 0 | 0 | 19.255 | 19.255 | 313 | Nov | 0 | 0 | 19.255 | 19.255 | 313 | Nov | 0 | 0 | 19.255 | 19.255
[6 empty] | 314 | Nov | 0 | 0 | 18.51 | 0.745 |  | 314 | Nov | 9.6 | 10.56 | 20 | 0 | 314 | Nov | 20.5 | 22.55 | 20 | 0 | 314 | Nov | 0 | 0 | 18.51 | 18.51
[6 empty] | 315 | Nov | 0 | 0 | 17.765 | 0.745 |  | 315 | Nov | 1.2 | 1.32 | 20 | 0 | 315 | Nov | 18.8 | 20.68 | 20 | 0 | 315 | Nov | 0 | 0 | 17.765 | 17.765
[6 empty] | 316 | Nov | 0 | 0 | 17.02 | 0.745 |  | 316 | Nov | 8.2 | 9.02 | 20 | 0 | 316 | Nov | 59 | 64.9 | 20 | 0 | 316 | Nov | 0 | 0 | 17.02 | 17.02
[6 empty] | 317 | Nov | 0 | 0 | 16.275 | 0.745 |  | 317 | Nov | 0.8 | 0.88 | 20 | 0 | 317 | Nov | 11.4 | 12.54 | 20 | 0 | 317 | Nov | 0 | 0 | 16.275 | 16.275
[6 empty] | 318 | Nov | 0 | 0 | 15.53 | 0.745 |  | 318 | Nov | 2.4 | 2.64 | 20 | 0 | 318 | Nov | 0.6 | 0.66 | 19.915 | 4.075 | 318 | Nov | 0 | 0 | 15.53 | 15.53
[6 empty] | 319 | Nov | 0 | 0 | 14.785 | 0.745 |  | 319 | Nov | 0.2 | 0.22 | 19.475 | 14.195 | 319 | Nov | 6 | 6.6 | 20 | 0 | 319 | Nov | 0 | 0 | 14.785 | 14.785
[6 empty] | 320 | Nov | 0 | 0 | 14.04 | 0.745 |  | 320 | Nov | 8.2 | 9.02 | 20 | 0 | 320 | Nov | 55.4 | 60.94 | 20 | 0 | 320 | Nov | 0 | 0 | 14.04 | 14.04
[6 empty] | 321 | Nov | 0 | 0 | 13.295 | 0.745 |  | 321 | Nov | 5.8 | 6.38 | 20 | 0 | 321 | Nov | 6.2 | 6.82 | 20 | 0 | 321 | Nov | 0 | 0 | 13.295 | 13.295
[6 empty] | 322 | Nov | 0 | 0 | 12.55 | 0.745 |  | 322 | Nov | 0 | 0 | 19.255 | 19.255 | 322 | Nov | 0 | 0 | 19.255 | 19.255 | 322 | Nov | 0 | 0 | 12.55 | 12.55
[6 empty] | 323 | Nov | 3.4 | 3.74 | 15.545 | 0.745 |  | 323 | Nov | 0 | 0 | 18.51 | 18.51 | 323 | Nov | 0 | 0 | 18.51 | 18.51 | 323 | Nov | 3.4 | 3.74 | 15.545 | 0
[6 empty] | 324 | Nov | 29.4 | 32.34 | 20 | 0.745 |  | 324 | Nov | 0 | 0 | 17.765 | 17.765 | 324 | Nov | 0 | 0 | 17.765 | 17.765 | 324 | Nov | 29.4 | 32.34 | 20 | 0
[6 empty] | 325 | Nov | 32.8 | 36.08 | 20 | 0.745 |  | 325 | Nov | 0 | 0 | 17.02 | 17.02 | 325 | Nov | 0 | 0 | 17.02 | 17.02 | 325 | Nov | 32.8 | 36.08 | 20 | 0
[6 empty] | 326 | Nov | 25.6 | 28.16 | 20 | 0.745 |  | 326 | Nov | 1.8 | 1.98 | 18.255 | 0 | 326 | Nov | 0 | 0 | 16.275 | 16.275 | 326 | Nov | 25.6 | 28.16 | 20 | 0
[6 empty] | 327 | Nov | 15.2 | 16.72 | 20 | 0.745 |  | 327 | Nov | 4.6 | 5.06 | 20 | 0 | 327 | Nov | 0 | 0 | 15.53 | 15.53 | 327 | Nov | 15.2 | 16.72 | 20 | 0
[6 empty] | 328 | Nov | 60.6 | 66.66 | 20 | 0.745 |  | 328 | Nov | 0 | 0 | 19.255 | 19.255 | 328 | Nov | 0 | 0 | 14.785 | 14.785 | 328 | Nov | 60.6 | 66.66 | 20 | 0
[6 empty] | 329 | Nov | 15 | 16.5 | 20 | 0.745 |  | 329 | Nov | 0 | 0 | 18.51 | 18.51 | 329 | Nov | 0 | 0 | 14.04 | 14.04 | 329 | Nov | 15 | 16.5 | 20 | 0
[6 empty] | 330 | Nov | 43 | 47.3 | 20 | 0.745 |  | 330 | Nov | 0 | 0 | 17.765 | 17.765 | 330 | Nov | 0 | 0 | 13.295 | 13.295 | 330 | Nov | 43 | 47.3 | 20 | 0
[6 empty] | 331 | Nov | 15 | 16.5 | 20 | 0.745 |  | 331 | Nov | 0 | 0 | 17.02 | 17.02 | 331 | Nov | 0 | 0 | 12.55 | 12.55 | 331 | Nov | 15 | 16.5 | 20 | 0
[6 empty] | 332 | Nov | 0 | 0 | 19.255 | 0.745 |  | 332 | Nov | 0 | 0 | 16.275 | 16.275 | 332 | Nov | 0 | 0 | 11.805 | 11.805 | 332 | Nov | 0 | 0 | 19.255 | 19.255
[6 empty] | 333 | Nov | 0 | 0 | 18.51 | 0.745 |  | 333 | Nov | 0 | 0 | 15.53 | 15.53 | 333 | Nov | 0 | 0 | 11.06 | 11.06 | 333 | Nov | 0 | 0 | 18.51 | 18.51
[6 empty] | 334 | Nov | 0 | 0 | 17.765 | 0.745 |  | 334 | Nov | 4 | 4.4 | 19.185 | 0 | 334 | Nov | 13 | 14.3 | 20 | 0 | 334 | Nov | 0 | 0 | 17.765 | 17.765
[6 empty] | 335 | Dec | 0 | 0 | 17.02 | 0.745 |  | 335 | Dec | 8.4 | 9.24 | 20 | 0 | 335 | Dec | 34.6 | 38.06 | 20 | 0 | 335 | Dec | 0 | 0 | 17.02 | 17.02
[6 empty] | 336 | Dec | 0 | 0 | 16.275 | 0.745 |  | 336 | Dec | 39.2 | 43.12 | 20 | 0 | 336 | Dec | 27.4 | 30.14 | 20 | 0 | 336 | Dec | 0 | 0 | 16.275 | 16.275
[6 empty] | 337 | Dec | 0 | 0 | 15.53 | 0.745 |  | 337 | Dec | 10.2 | 11.22 | 20 | 0 | 337 | Dec | 32.6 | 35.86 | 20 | 0 | 337 | Dec | 0 | 0 | 15.53 | 15.53
[6 empty] | 338 | Dec | 1.2 | 1.32 | 16.105 | 0.745 |  | 338 | Dec | 6.4 | 7.04 | 20 | 0 | 338 | Dec | 27.2 | 29.92 | 20 | 0 | 338 | Dec | 1.2 | 1.32 | 16.105 | 0
[6 empty] | 339 | Dec | 45.4 | 49.94 | 20 | 0.745 |  | 339 | Dec | 48.2 | 53.02 | 20 | 0 | 339 | Dec | 33.8 | 37.18 | 20 | 0 | 339 | Dec | 45.4 | 49.94 | 20 | 0
[6 empty] | 340 | Dec | 0.8 | 0.88 | 20 | 0.745 |  | 340 | Dec | 16.8 | 18.48 | 20 | 0 | 340 | Dec | 22.4 | 24.64 | 20 | 0 | 340 | Dec | 0.8 | 0.88 | 20 | 0
[6 empty] | 341 | Dec | 15.2 | 16.72 | 20 | 0.745 |  | 341 | Dec | 11 | 12.1 | 20 | 0 | 341 | Dec | 37.2 | 40.92 | 20 | 0 | 341 | Dec | 15.2 | 16.72 | 20 | 0
[6 empty] | 342 | Dec | 48.6 | 53.46 | 20 | 0.745 |  | 342 | Dec | 11 | 12.1 | 20 | 0 | 342 | Dec | 27 | 29.7 | 20 | 0 | 342 | Dec | 48.6 | 53.46 | 20 | 0
[6 empty] | 343 | Dec | 34.2 | 37.62 | 20 | 0.745 |  | 343 | Dec | 3.2 | 3.52 | 20 | 0 | 343 | Dec | 4.8 | 5.28 | 20 | 0 | 343 | Dec | 34.2 | 37.62 | 20 | 0
[6 empty] | 344 | Dec | 4.4 | 4.84 | 20 | 0.745 |  | 344 | Dec | 9 | 9.9 | 20 | 0 | 344 | Dec | 12.2 | 13.42 | 20 | 0 | 344 | Dec | 4.4 | 4.84 | 20 | 0
[6 empty] | 345 | Dec | 17.8 | 19.58 | 20 | 0.745 |  | 345 | Dec | 3 | 3.3 | 20 | 0 | 345 | Dec | 3.4 | 3.74 | 20 | 0 | 345 | Dec | 17.8 | 19.58 | 20 | 0
[6 empty] | 346 | Dec | 1.4 | 1.54 | 20 | 0.745 |  | 346 | Dec | 35.2 | 38.72 | 20 | 0 | 346 | Dec | 23.8 | 26.18 | 20 | 0 | 346 | Dec | 1.4 | 1.54 | 20 | 0
[6 empty] | 347 | Dec | 1 | 1.1 | 20 | 0.745 |  | 347 | Dec | 1 | 1.1 | 20 | 0 | 347 | Dec | 0 | 0 | 19.255 | 19.255 | 347 | Dec | 1 | 1.1 | 20 | 0
[6 empty] | 348 | Dec | 0 | 0 | 19.255 | 0.745 |  | 348 | Dec | 0 | 0 | 19.255 | 19.255 | 348 | Dec | 2.4 | 2.64 | 20 | 0 | 348 | Dec | 0 | 0 | 19.255 | 19.255
[6 empty] | 349 | Dec | 9 | 9.9 | 20 | 0.745 |  | 349 | Dec | 2 | 2.2 | 20 | 0 | 349 | Dec | 3 | 3.3 | 20 | 0 | 349 | Dec | 9 | 9.9 | 20 | 0
[6 empty] | 350 | Dec | 20.2 | 22.22 | 20 | 0.745 |  | 350 | Dec | 0 | 0 | 19.255 | 19.255 | 350 | Dec | 2.2 | 2.42 | 20 | 0 | 350 | Dec | 20.2 | 22.22 | 20 | 0
[6 empty] | 351 | Dec | 0.8 | 0.88 | 20 | 0.745 |  | 351 | Dec | 10.2 | 11.22 | 20 | 0 | 351 | Dec | 21.8 | 23.98 | 20 | 0 | 351 | Dec | 0.8 | 0.88 | 20 | 0
[6 empty] | 352 | Dec | 24.6 | 27.06 | 20 | 0.745 |  | 352 | Dec | 5.4 | 5.94 | 20 | 0 | 352 | Dec | 25.5 | 28.05 | 20 | 0 | 352 | Dec | 24.6 | 27.06 | 20 | 0
[6 empty] | 353 | Dec | 0 | 0 | 19.255 | 0.745 |  | 353 | Dec | 11.4 | 12.54 | 20 | 0 | 353 | Dec | 31.8 | 34.98 | 20 | 0 | 353 | Dec | 0 | 0 | 19.255 | 19.255
[6 empty] | 354 | Dec | 0 | 0 | 18.51 | 0.745 |  | 354 | Dec | 2.4 | 2.64 | 20 | 0 | 354 | Dec | 22.6 | 24.86 | 20 | 0 | 354 | Dec | 0 | 0 | 18.51 | 18.51
[6 empty] | 355 | Dec | 8.8 | 9.68 | 20 | 0.745 |  | 355 | Dec | 0.4 | 0.44 | 19.695 | 9.135 | 355 | Dec | 9 | 9.9 | 20 | 0 | 355 | Dec | 8.8 | 9.68 | 20 | 0
[6 empty] | 356 | Dec | 11.6 | 12.76 | 20 | 0.745 |  | 356 | Dec | 4 | 4.4 | 20 | 0 | 356 | Dec | 35.8 | 39.38 | 20 | 0 | 356 | Dec | 11.6 | 12.76 | 20 | 0
[6 empty] | 357 | Dec | 10 | 11 | 20 | 0.745 |  | 357 | Dec | 10.8 | 11.88 | 20 | 0 | 357 | Dec | 9.4 | 10.34 | 20 | 0 | 357 | Dec | 10 | 11 | 20 | 0
[6 empty] | 358 | Dec | 2.2 | 2.42 | 20 | 0.745 |  | 358 | Dec | 0.6 | 0.66 | 19.915 | 4.075 | 358 | Dec | 0 | 0 | 19.255 | 19.255 | 358 | Dec | 2.2 | 2.42 | 20 | 0
[6 empty] | 359 | Dec | 0.6 | 0.66 | 19.915 | 0.745 |  | 359 | Dec | 0 | 0 | 19.17 | 19.17 | 359 | Dec | 0 | 0 | 18.51 | 18.51 | 359 | Dec | 0.6 | 0.66 | 19.915 | 4.075
[6 empty] | 360 | Dec | 10.2 | 11.22 | 20 | 0.745 |  | 360 | Dec | 6.4 | 7.04 | 20 | 0 | 360 | Dec | 26.2 | 28.82 | 20 | 0 | 360 | Dec | 10.2 | 11.22 | 20 | 0
[6 empty] | 361 | Dec | 5.4 | 5.94 | 20 | 0.745 |  | 361 | Dec | 2.4 | 2.64 | 20 | 0 | 361 | Dec | 1.6 | 1.76 | 20 | 0 | 361 | Dec | 5.4 | 5.94 | 20 | 0
[6 empty] | 362 | Dec | 0 | 0 | 19.255 | 0.745 |  | 362 | Dec | 0 | 0 | 19.255 | 19.255 | 362 | Dec | 0.2 | 0.22 | 19.475 | 14.195 | 362 | Dec | 0 | 0 | 19.255 | 19.255
[6 empty] | 363 | Dec | 0 | 0 | 18.51 | 0.745 |  | 363 | Dec | 0 | 0 | 18.51 | 18.51 | 363 | Dec | 0 | 0 | 18.73 | 18.73 | 363 | Dec | 0 | 0 | 18.51 | 18.51
[6 empty] | 364 | Dec | 0 | 0 | 17.765 | 0.745 |  | 364 | Dec | 0 | 0 | 17.765 | 17.765 | 364 | Dec | 0 | 0 | 17.985 | 17.985 | 364 | Dec | 0 | 0 | 17.765 | 17.765
[6 empty] | 365 | Dec | 0 | 0 | 17.02 | 0.745 |  | 365 | Dec | 0 | 0 | 17.02 | 17.02 | 365 | Dec | 0 | 0 | 17.24 | 17.24 | 365 | Dec | 0 | 0 | 17.02 | 17.02

## Ozone-Energy
RWH Input-Output Data
Team J-9
| Energy Calculations for a system using Ozone Disinfection |  |  |  |  | Pump Efficiency | 70% | [ % ] | Contact Time | 10 | [min] | UV Lamp Size | 50 | [W] | Heating Value Diesel | 40 | [MJ/L] |  |  | Matience for Diesel | Contact Time | 10 | [min]
| Catch. Area | 1100 | [m2] | [5 empty] | CT_Ozone | 50 | [mg min/L] |  |  |  | Efficiency of Generator | 35% | [ ] |  |  | 0 | CT_Chlorine | 0 | [mg min/L] |  | Total Maintinece for Chlorine
| Catch. Tank V | 2.5 | [m3] | [5 empty] | Energy for O3 | 2 | [MJ / g] |  |  |  | Total Diesel Fuel in a year | 0 |  |  |  | Oil Change Maitinence for Diesel | Refill requirement | 4.4 | kg |  | 0
| Consumption | 745 | [L/day] | [16 empty] | 0
| Initial Volume | 0 | [L]
Determine by volume in the catchment tank each day, multiply by the flow rate, times 1000 unit conversion, gives us the minutes, we need to convert that into hours as well. when it reaches 250 hour we reset.
|  | Rainfall [mm] | Q_in [m^3/day] | V_water [m^3] | Q_out [m^3/day] | Pump Pressure | Pump Energy | Pump Energy | Mass O3 | Mass O3 | Energy for O3 | Energy for O3 | Energy for UV | Energy for UV | Total Energy for Day | Diesel Fuel | Total Diesel Fuel | Refueling Diesel Maintence | Total Diesel Fuel | Matience for Diesel Oil Change | Mass Chlorine | Mass Chlorine | Cholrine used | Maintinence
[6 empty] | [Pa] | [J] | [MJ] | [mg] | [g] | [J] | [MJ] | [Wh] | [MJ] | [MJ] | [L] | [L] | Every 100L | [L] | Every 250L | [mg] | [kg] | [kg] | [-]
1 | 0 | 18.8 | 20.68 | 20.68 | 0 | 125600 | 3710582.8571 | 3.7106 | 103400 | 103.4 | 0 | 0 | 1200 | 0 | 3.7106 | 0 | 0 | 0 | 0 | 0 | 0 | 0 | 0
2 | 0 | 19.8 | 21.78 | 20 | 0 | 125600 | 3907954.2857 | 3.908 | 108900 | 108.9 | 0 | 0 | 1200 | 0 | 3.908 | 0 | 0 | 0 | 0 | 0 | 0 | 0 | 0 | 0
3 | 0 | 0 | 0 | 20 | 0 | 125600 | 0 | 0 | 0 | 0 | 0 | 0 | 1200 | 0 | 0 | 0 | 0 | 0 | 0 | 0 | 0 | 0 | 0 | 0
4 | 0 | 0 | 0 | 20 | 0 | 125600 | 0 | 0 | 0 | 0 | 0 | 0 | 1200 | 0 | 0 | 0 | 0 | 0 | 0 | 0 | 0 | 0 | 0 | 0
5 | 4.4 | 0 | 0 | 20 | 0 | 125600 | 0 | 0 | 0 | 0 | 0 | 0 | 1200 | 0 | 0 | 0 | 0 | 0 | 0 | 0 | 0 | 0 | 0 | 0
6 | 5.6 | 5 | 5.5 | 20 | 0 | 125600 | 986857.1429 | 0.98686 | 27500 | 27.5 | 0 | 0 | 1200 | 0 | 0.98686 | 0 | 0 | 0 | 0 | 0 | 0 | 0 | 0 | 0
7 | 5 | 20.4 | 22.44 | 20 | 0 | 125600 | 4026377.1429 | 4.0264 | 112200 | 112.2 | 0 | 0 | 1200 | 0 | 4.0264 | 0 | 0 | 0 | 0 | 0 | 0 | 0 | 0 | 0
8 | 2.6 | 24.8 | 27.28 | 20 | 0 | 125600 | 4894811.4286 | 4.8948 | 136400 | 136.4 | 0 | 0 | 1200 | 0 | 4.8948 | 0 | 0 | 0 | 0 | 0 | 0 | 0 | 0 | 0
9 | 0.2 | 34 | 37.4 | 20 | 0 | 125600 | 6710628.5714 | 6.7106 | 187000 | 187 | 0 | 0 | 1200 | 0 | 6.7106 | 0 | 0 | 0 | 0 | 0 | 0 | 0 | 0 | 0
10 | 0 | 44.6 | 49.06 | 20 | 0 | 125600 | 8802765.7143 | 8.8028 | 245300 | 245.3 | 0 | 0 | 1200 | 0 | 8.8028 | 0 | 0 | 0 | 0 | 0 | 0 | 0 | 0 | 0
11 | 0 | 14.4 | 15.84 | 20 | 0 | 125600 | 2842148.5714 | 2.8421 | 79200 | 79.2 | 0 | 0 | 1200 | 0 | 2.8421 | 0 | 0 | 0 | 0 | 0 | 0 | 0 | 0 | 0
12 | 0 | 50.2 | 55.22 | 20 | 0 | 125600 | 9908045.7143 | 9.908 | 276100 | 276.1 | 0 | 0 | 1200 | 0 | 9.908 | 0 | 0 | 0 | 0 | 0 | 0 | 0 | 0 | 0
13 | 0 | 9.6 | 10.56 | 20 | 0 | 125600 | 1894765.7143 | 1.8948 | 52800 | 52.8 | 0 | 0 | 1200 | 0 | 1.8948 | 0 | 0 | 0 | 0 | 0 | 0 | 0 | 0 | 0
14 | 0 | 5.8 | 6.38 | 20 | 0 | 125600 | 1144754.2857 | 1.1448 | 31900 | 31.9 | 0 | 0 | 1200 | 0 | 1.1448 | 0 | 0 | 0 | 0 | 0 | 0 | 0 | 0 | 0
15 | 1 | 1.6 | 1.76 | 20 | 0 | 125600 | 315794.2857 | 0.31579 | 8800 | 8.8 | 0 | 0 | 1200 | 0 | 0.31579 | 0 | 0 | 0 | 0 | 0 | 0 | 0 | 0 | 0
16 | 1.2 | 0.8 | 0.88 | 20 | 0 | 125600 | 157897.1429 | 0.1579 | 4400 | 4.4 | 0 | 0 | 1200 | 0 | 0.1579 | 0 | 0 | 0 | 0 | 0 | 0 | 0 | 0 | 0
17 | 2.2 | 0 | 0 | 20 | 0 | 125600 | 0 | 0 | 0 | 0 | 0 | 0 | 1200 | 0 | 0 | 0 | 0 | 0 | 0 | 0 | 0 | 0 | 0 | 0
18 | 0 | 2.6 | 2.86 | 20 | 0 | 125600 | 513165.7143 | 0.51317 | 14300 | 14.3 | 0 | 0 | 1200 | 0 | 0.51317 | 0 | 0 | 0 | 0 | 0 | 0 | 0 | 0 | 0
19 | 0 | 1 | 1.1 | 20 | 0 | 125600 | 197371.4286 | 0.19737 | 5500 | 5.5 | 0 | 0 | 1200 | 0 | 0.19737 | 0 | 0 | 0 | 0 | 0 | 0 | 0 | 0 | 0
20 | 0 | 0.6 | 0.66 | 20 | 0 | 125600 | 118422.8571 | 0.11842 | 3300 | 3.3 | 0 | 0 | 1200 | 0 | 0.11842 | 0 | 0 | 0 | 0 | 0 | 0 | 0 | 0 | 0
21 | 0 | 0.8 | 0.88 | 20 | 0 | 125600 | 157897.1429 | 0.1579 | 4400 | 4.4 | 0 | 0 | 1200 | 0 | 0.1579 | 0 | 0 | 0 | 0 | 0 | 0 | 0 | 0 | 0
22 | 0.2 | 0.6 | 0.66 | 20 | 0 | 125600 | 118422.8571 | 0.11842 | 3300 | 3.3 | 0 | 0 | 1200 | 0 | 0.11842 | 0 | 0 | 0 | 0 | 0 | 0 | 0 | 0 | 0
23 | 6.4 | 0 | 0 | 20 | 0 | 125600 | 0 | 0 | 0 | 0 | 0 | 0 | 1200 | 0 | 0 | 0 | 0 | 0 | 0 | 0 | 0 | 0 | 0 | 0
24 | 2.2 | 0 | 0 | 20 | 0 | 125600 | 0 | 0 | 0 | 0 | 0 | 0 | 1200 | 0 | 0 | 0 | 0 | 0 | 0 | 0 | 0 | 0 | 0 | 0
25 | 0.2 | 0 | 0 | 20 | 0 | 125600 | 0 | 0 | 0 | 0 | 0 | 0 | 1200 | 0 | 0 | 0 | 0 | 0 | 0 | 0 | 0 | 0 | 0 | 0
26 | 1.6 | 0 | 0 | 20 | 0 | 125600 | 0 | 0 | 0 | 0 | 0 | 0 | 1200 | 0 | 0 | 0 | 0 | 0 | 0 | 0 | 0 | 0 | 0 | 0
27 | 4.6 | 17.6 | 19.36 | 20 | 0 | 125600 | 3473737.1429 | 3.4737 | 96800 | 96.8 | 0 | 0 | 1200 | 0 | 3.4737 | 0 | 0 | 0 | 0 | 0 | 0 | 0 | 0 | 0
28 | 10.4 | 0 | 0 | 20 | 0 | 125600 | 0 | 0 | 0 | 0 | 0 | 0 | 1200 | 0 | 0 | 0 | 0 | 0 | 0 | 0 | 0 | 0 | 0 | 0
29 | 10.8 | 0 | 0 | 20 | 0 | 125600 | 0 | 0 | 0 | 0 | 0 | 0 | 1200 | 0 | 0 | 0 | 0 | 0 | 0 | 0 | 0 | 0 | 0 | 0
30 | 6.2 | 0 | 0 | 20 | 0 | 125600 | 0 | 0 | 0 | 0 | 0 | 0 | 1200 | 0 | 0 | 0 | 0 | 0 | 0 | 0 | 0 | 0 | 0 | 0
31 | 1.4 | 2.6 | 2.86 | 20 | 0 | 125600 | 513165.7143 | 0.51317 | 14300 | 14.3 | 0 | 0 | 1200 | 4.32 | 4.8332 | 0 | 0 | 0 | 0 | 0 | 0 | 0 | 0 | 0
32 | 0 | 2.6 | 2.86 | 20 | 0.745 | 125600 | 513165.7143 | 0.51317 | 14300 | 14.3 | 28600000 | 28.6 | 1200 | 4.32 | 33.4332 | 0 | 0 | 0 | 0 | 0 | 0 | 0 | 0 | 0
33 | 1 | 0 | 0 | 19.255 | 0.745 | 125600 | 0 | 0 | 0 | 0 | 0 | 0 | 1200 | 4.32 | 4.32 | 0 | 0 | 0 | 0 | 0 | 0 | 0 | 0 | 0
34 | 8 | 0 | 0 | 18.51 | 0.745 | 125600 | 0 | 0 | 0 | 0 | 0 | 0 | 1200 | 4.32 | 4.32 | 0 | 0 | 0 | 0 | 0 | 0 | 0 | 0 | 0
35 | 1.6 | 0 | 0 | 17.765 | 0.745 | 125600 | 0 | 0 | 0 | 0 | 0 | 0 | 1200 | 4.32 | 4.32 | 0 | 0 | 0 | 0 | 0 | 0 | 0 | 0 | 0
36 | 3.8 | 0 | 0 | 17.02 | 0.745 | 125600 | 0 | 0 | 0 | 0 | 0 | 0 | 1200 | 4.32 | 4.32 | 0 | 0 | 0 | 0 | 0 | 0 | 0 | 0 | 0
37 | 0.2 | 0 | 0 | 16.275 | 0.745 | 125600 | 0 | 0 | 0 | 0 | 0 | 0 | 1200 | 4.32 | 4.32 | 0 | 0 | 0 | 0 | 0 | 0 | 0 | 0 | 0
38 | 1.6 | 0 | 0 | 15.53 | 0.745 | 125600 | 0 | 0 | 0 | 0 | 0 | 0 | 1200 | 4.32 | 4.32 | 0 | 0 | 0 | 0 | 0 | 0 | 0 | 0 | 0
39 | 0.2 | 0 | 0 | 14.785 | 0.745 | 125600 | 0 | 0 | 0 | 0 | 0 | 0 | 1200 | 4.32 | 4.32 | 0 | 0 | 0 | 0 | 0 | 0 | 0 | 0 | 0
40 | 0 | 12.2 | 13.42 | 20 | 0.745 | 125600 | 2407931.4286 | 2.4079 | 67100 | 67.1 | 134200000 | 134.2 | 1200 | 4.32 | 140.9279 | 0 | 0 | 0 | 0 | 0 | 0 | 0 | 0 | 0
41 | 1 | 13.4 | 14.74 | 20 | 0.745 | 125600 | 2644777.1429 | 2.6448 | 73700 | 73.7 | 147400000 | 147.4 | 1200 | 4.32 | 154.3648 | 0 | 0 | 0 | 0 | 0 | 0 | 0 | 0 | 0
42 | 1.4 | 46.6 | 51.26 | 20 | 0.745 | 125600 | 9197508.5714 | 9.1975 | 256300 | 256.3 | 512600000 | 512.6 | 1200 | 4.32 | 526.1175 | 0 | 0 | 0 | 0 | 0 | 0 | 0 | 0 | 0
43 | 4.6 | 16.8 | 18.48 | 20 | 0.745 | 125600 | 3315840 | 3.3158 | 92400 | 92.4 | 184800000 | 184.8 | 1200 | 4.32 | 192.4358 | 0 | 0 | 0 | 0 | 0 | 0 | 0 | 0 | 0
44 | 3 | 15.6 | 17.16 | 20 | 0.745 | 125600 | 3078994.2857 | 3.079 | 85800 | 85.8 | 171600000 | 171.6 | 1200 | 4.32 | 178.999 | 0 | 0 | 0 | 0 | 0 | 0 | 0 | 0 | 0
45 | 5.6 | 3 | 3.3 | 20 | 0.745 | 125600 | 592114.2857 | 0.59211 | 16500 | 16.5 | 33000000 | 33 | 1200 | 4.32 | 37.9121 | 0 | 0 | 0 | 0 | 0 | 0 | 0 | 0 | 0
46 | 2.4 | 11.6 | 12.76 | 20 | 0.745 | 125600 | 2289508.5714 | 2.2895 | 63800 | 63.8 | 127600000 | 127.6 | 1200 | 4.32 | 134.2095 | 0 | 0 | 0 | 0 | 0 | 0 | 0 | 0 | 0
47 | 0 | 19 | 20.9 | 20 | 0.745 | 125600 | 3750057.1429 | 3.7501 | 104500 | 104.5 | 209000000 | 209 | 1200 | 4.32 | 217.0701 | 0 | 0 | 0 | 0 | 0 | 0 | 0 | 0 | 0
48 | 0 | 9.2 | 10.12 | 20 | 0.745 | 125600 | 1815817.1429 | 1.8158 | 50600 | 50.6 | 101200000 | 101.2 | 1200 | 4.32 | 107.3358 | 0 | 0 | 0 | 0 | 0 | 0 | 0 | 0 | 0
49 | 0 | 12.6 | 13.86 | 20 | 0.745 | 125600 | 2486880 | 2.4869 | 69300 | 69.3 | 138600000 | 138.6 | 1200 | 4.32 | 145.4069 | 0 | 0 | 0 | 0 | 0 | 0 | 0 | 0 | 0
50 | 0 | 21.8 | 23.98 | 20 | 0.745 | 125600 | 4302697.1429 | 4.3027 | 119900 | 119.9 | 239800000 | 239.8 | 1200 | 4.32 | 248.4227 | 0 | 0 | 0 | 0 | 0 | 0 | 0 | 0 | 0
51 | 2.2 | 2.4 | 2.64 | 20 | 0.745 | 125600 | 473691.4286 | 0.47369 | 13200 | 13.2 | 26400000 | 26.4 | 1200 | 4.32 | 31.1937 | 0 | 0 | 0 | 0 | 0 | 0 | 0 | 0 | 0
52 | 9 | 0.8 | 0.88 | 20 | 0.745 | 125600 | 157897.1429 | 0.1579 | 4400 | 4.4 | 8800000 | 8.8 | 1200 | 4.32 | 13.2779 | 0 | 0 | 0 | 0 | 0 | 0 | 0 | 0 | 0
53 | 10.6 | 4.8 | 5.28 | 20 | 0.745 | 125600 | 947382.8571 | 0.94738 | 26400 | 26.4 | 52800000 | 52.8 | 1200 | 4.32 | 58.0674 | 0 | 0 | 0 | 0 | 0 | 0 | 0 | 0 | 0
54 | 4.6 | 14.6 | 16.06 | 20 | 0.745 | 125600 | 2881622.8571 | 2.8816 | 80300 | 80.3 | 160600000 | 160.6 | 1200 | 4.32 | 167.8016 | 0 | 0 | 0 | 0 | 0 | 0 | 0 | 0 | 0
55 | 23.6 | 6.8 | 7.48 | 20 | 0.745 | 125600 | 1342125.7143 | 1.3421 | 37400 | 37.4 | 74800000 | 74.8 | 1200 | 4.32 | 80.4621 | 0 | 0 | 0 | 0 | 0 | 0 | 0 | 0 | 0
56 | 1.6 | 0 | 0 | 19.255 | 0.745 | 125600 | 0 | 0 | 0 | 0 | 0 | 0 | 1200 | 4.32 | 4.32 | 0 | 0 | 0 | 0 | 0 | 0 | 0 | 0 | 0
57 | 2.2 | 0.8 | 0.88 | 19.39 | 0.745 | 125600 | 157897.1429 | 0.1579 | 4400 | 4.4 | 8800000 | 8.8 | 1200 | 4.32 | 13.2779 | 0 | 0 | 0 | 0 | 0 | 0 | 0 | 0 | 0
58 | 0.2 | 0 | 0 | 18.645 | 0.745 | 125600 | 0 | 0 | 0 | 0 | 0 | 0 | 1200 | 4.32 | 4.32 | 0 | 0 | 0 | 0 | 0 | 0 | 0 | 0 | 0
59 | 8.6 | 0.4 | 0.44 | 18.34 | 0.745 | 125600 | 78948.5714 | 0.078949 | 2200 | 2.2 | 4400000 | 4.4 | 1200 | 4.32 | 8.7989 | 0 | 0 | 0 | 0 | 0 | 0 | 0 | 0 | 0
60 | 2 | 2 | 2.2 | 19.795 | 0.745 | 125600 | 394742.8571 | 0.39474 | 11000 | 11 | 22000000 | 22 | 1200 | 4.32 | 26.7147 | 0 | 0 | 0 | 0 | 0 | 0 | 0 | 0 | 0
61 | 4.4 | 19 | 20.9 | 20 | 0.745 | 125600 | 3750057.1429 | 3.7501 | 104500 | 104.5 | 209000000 | 209 | 1200 | 4.32 | 217.0701 | 0 | 0 | 0 | 0 | 0 | 0 | 0 | 0 | 0
62 | 0 | 1 | 1.1 | 20 | 0.745 | 125600 | 197371.4286 | 0.19737 | 5500 | 5.5 | 11000000 | 11 | 1200 | 4.32 | 15.5174 | 0 | 0 | 0 | 0 | 0 | 0 | 0 | 0 | 0
63 | 0 | 2.4 | 2.64 | 20 | 0.745 | 125600 | 473691.4286 | 0.47369 | 13200 | 13.2 | 26400000 | 26.4 | 1200 | 4.32 | 31.1937 | 0 | 0 | 0 | 0 | 0 | 0 | 0 | 0 | 0
64 | 0 | 23.8 | 26.18 | 20 | 0.745 | 125600 | 4697440 | 4.6974 | 130900 | 130.9 | 261800000 | 261.8 | 1200 | 4.32 | 270.8174 | 0 | 0 | 0 | 0 | 0 | 0 | 0 | 0 | 0
65 | 0 | 8.6 | 9.46 | 20 | 0.745 | 125600 | 1697394.2857 | 1.6974 | 47300 | 47.3 | 94600000 | 94.6 | 1200 | 4.32 | 100.6174 | 0 | 0 | 0 | 0 | 0 | 0 | 0 | 0 | 0
66 | 0 | 34 | 37.4 | 20 | 0.745 | 125600 | 6710628.5714 | 6.7106 | 187000 | 187 | 374000000 | 374 | 1200 | 4.32 | 385.0306 | 0 | 0 | 0 | 0 | 0 | 0 | 0 | 0 | 0
67 | 0 | 52.4 | 57.64 | 20 | 0.745 | 125600 | 10342262.8571 | 10.3423 | 288200 | 288.2 | 576400000 | 576.4 | 1200 | 4.32 | 591.0623 | 0 | 0 | 0 | 0 | 0 | 0 | 0 | 0 | 0
68 | 0.8 | 10.6 | 11.66 | 20 | 0.745 | 125600 | 2092137.1429 | 2.0921 | 58300 | 58.3 | 116600000 | 116.6 | 1200 | 4.32 | 123.0121 | 0 | 0 | 0 | 0 | 0 | 0 | 0 | 0 | 0
69 | 0 | 2.4 | 2.64 | 20 | 0.745 | 125600 | 473691.4286 | 0.47369 | 13200 | 13.2 | 26400000 | 26.4 | 1200 | 4.32 | 31.1937 | 0 | 0 | 0 | 0 | 0 | 0 | 0 | 0 | 0
70 | 4 | 0 | 0 | 19.255 | 0.745 | 125600 | 0 | 0 | 0 | 0 | 0 | 0 | 1200 | 4.32 | 4.32 | 0 | 0 | 0 | 0 | 0 | 0 | 0 | 0 | 0
71 | 22.8 | 2.8 | 3.08 | 20 | 0.745 | 125600 | 552640 | 0.55264 | 15400 | 15.4 | 30800000 | 30.8 | 1200 | 4.32 | 35.6726 | 0 | 0 | 0 | 0 | 0 | 0 | 0 | 0 | 0
72 | 25.2 | 20.2 | 22.22 | 20 | 0.745 | 125600 | 3986902.8571 | 3.9869 | 111100 | 111.1 | 222200000 | 222.2 | 1200 | 4.32 | 230.5069 | 0 | 0 | 0 | 0 | 0 | 0 | 0 | 0 | 0
73 | 5.6 | 13.8 | 15.18 | 20 | 0.745 | 125600 | 2723725.7143 | 2.7237 | 75900 | 75.9 | 151800000 | 151.8 | 1200 | 4.32 | 158.8437 | 0 | 0 | 0 | 0 | 0 | 0 | 0 | 0 | 0
74 | 1.4 | 22.8 | 25.08 | 20 | 0.745 | 125600 | 4500068.5714 | 4.5001 | 125400 | 125.4 | 250800000 | 250.8 | 1200 | 4.32 | 259.6201 | 0 | 0 | 0 | 0 | 0 | 0 | 0 | 0 | 0
75 | 0 | 5.4 | 5.94 | 20 | 0.745 | 125600 | 1065805.7143 | 1.0658 | 29700 | 29.7 | 59400000 | 59.4 | 1200 | 4.32 | 64.7858 | 0 | 0 | 0 | 0 | 0 | 0 | 0 | 0 | 0
76 | 1.8 | 0.4 | 0.44 | 19.695 | 0.745 | 125600 | 78948.5714 | 0.078949 | 2200 | 2.2 | 4400000 | 4.4 | 1200 | 4.32 | 8.7989 | 0 | 0 | 0 | 0 | 0 | 0 | 0 | 0 | 0
77 | 0 | 31 | 34.1 | 20 | 0.745 | 125600 | 6118514.2857 | 6.1185 | 170500 | 170.5 | 341000000 | 341 | 1200 | 4.32 | 351.4385 | 0 | 0 | 0 | 0 | 0 | 0 | 0 | 0 | 0
78 | 7.6 | 1.6 | 1.76 | 20 | 0.745 | 125600 | 315794.2857 | 0.31579 | 8800 | 8.8 | 17600000 | 17.6 | 1200 | 4.32 | 22.2358 | 0 | 0 | 0 | 0 | 0 | 0 | 0 | 0 | 0
79 | 3 | 1.6 | 1.76 | 20 | 0.745 | 125600 | 315794.2857 | 0.31579 | 8800 | 8.8 | 17600000 | 17.6 | 1200 | 4.32 | 22.2358 | 0 | 0 | 0 | 0 | 0 | 0 | 0 | 0 | 0
80 | 0 | 7.6 | 8.36 | 20 | 0.745 | 125600 | 1500022.8571 | 1.5 | 41800 | 41.8 | 83600000 | 83.6 | 1200 | 4.32 | 89.42 | 0 | 0 | 0 | 0 | 0 | 0 | 0 | 0 | 0
81 | 0 | 2.6 | 2.86 | 20 | 0.745 | 125600 | 513165.7143 | 0.51317 | 14300 | 14.3 | 28600000 | 28.6 | 1200 | 4.32 | 33.4332 | 0 | 0 | 0 | 0 | 0 | 0 | 0 | 0 | 0
82 | 0 | 0 | 0 | 19.255 | 0.745 | 125600 | 0 | 0 | 0 | 0 | 0 | 0 | 1200 | 4.32 | 4.32 | 0 | 0 | 0 | 0 | 0 | 0 | 0 | 0 | 0
83 | 0 | 4 | 4.4 | 20 | 0.745 | 125600 | 789485.7143 | 0.78949 | 22000 | 22 | 44000000 | 44 | 1200 | 4.32 | 49.1095 | 0 | 0 | 0 | 0 | 0 | 0 | 0 | 0 | 0
84 | 0.4 | 31 | 34.1 | 20 | 0.745 | 125600 | 6118514.2857 | 6.1185 | 170500 | 170.5 | 341000000 | 341 | 1200 | 4.32 | 351.4385 | 0 | 0 | 0 | 0 | 0 | 0 | 0 | 0 | 0
85 | 0.8 | 0.2 | 0.22 | 19.475 | 0.745 | 125600 | 39474.2857 | 0.039474 | 1100 | 1.1 | 2200000 | 2.2 | 1200 | 4.32 | 6.5595 | 0 | 0 | 0 | 0 | 0 | 0 | 0 | 0 | 0
86 | 0 | 4.4 | 4.84 | 20 | 0.745 | 125600 | 868434.2857 | 0.86843 | 24200 | 24.2 | 48400000 | 48.4 | 1200 | 4.32 | 53.5884 | 0 | 0 | 0 | 0 | 0 | 0 | 0 | 0 | 0
87 | 0 | 23.6 | 25.96 | 20 | 0.745 | 125600 | 4657965.7143 | 4.658 | 129800 | 129.8 | 259600000 | 259.6 | 1200 | 4.32 | 268.578 | 0 | 0 | 0 | 0 | 0 | 0 | 0 | 0 | 0
88 | 0 | 41.6 | 45.76 | 20 | 0.745 | 125600 | 8210651.4286 | 8.2107 | 228800 | 228.8 | 457600000 | 457.6 | 1200 | 4.32 | 470.1307 | 0 | 0 | 0 | 0 | 0 | 0 | 0 | 0 | 0
89 | 0 | 3 | 3.3 | 20 | 0.745 | 125600 | 592114.2857 | 0.59211 | 16500 | 16.5 | 33000000 | 33 | 1200 | 4.32 | 37.9121 | 0 | 0 | 0 | 0 | 0 | 0 | 0 | 0 | 0
90 | 0 | 0 | 0 | 19.255 | 0.745 | 125600 | 0 | 0 | 0 | 0 | 0 | 0 | 1200 | 4.32 | 4.32 | 0 | 0 | 0 | 0 | 0 | 0 | 0 | 0 | 0
91 | 0 | 0 | 0 | 18.51 | 0.745 | 125600 | 0 | 0 | 0 | 0 | 0 | 0 | 1200 | 4.32 | 4.32 | 0 | 0 | 0 | 0 | 0 | 0 | 0 | 0 | 0
92 | 0 | 5.6 | 6.16 | 20 | 0.745 | 125600 | 1105280 | 1.1053 | 30800 | 30.8 | 61600000 | 61.6 | 1200 | 4.32 | 67.0253 | 0 | 0 | 0 | 0 | 0 | 0 | 0 | 0 | 0
93 | 0 | 20.4 | 22.44 | 20 | 0.745 | 125600 | 4026377.1429 | 4.0264 | 112200 | 112.2 | 224400000 | 224.4 | 1200 | 4.32 | 232.7464 | 0 | 0 | 0 | 0 | 0 | 0 | 0 | 0 | 0
94 | 9.8 | 2.6 | 2.86 | 20 | 0.745 | 125600 | 513165.7143 | 0.51317 | 14300 | 14.3 | 28600000 | 28.6 | 1200 | 4.32 | 33.4332 | 0 | 0 | 0 | 0 | 0 | 0 | 0 | 0 | 0
95 | 2.2 | 15.9 | 17.49 | 20 | 0.745 | 125600 | 3138205.7143 | 3.1382 | 87450 | 87.45 | 174900000 | 174.9 | 1200 | 4.32 | 182.3582 | 0 | 0 | 0 | 0 | 0 | 0 | 0 | 0 | 0
96 | 3.4 | 9.4 | 10.34 | 20 | 0.745 | 125600 | 1855291.4286 | 1.8553 | 51700 | 51.7 | 103400000 | 103.4 | 1200 | 4.32 | 109.5753 | 0 | 0 | 0 | 0 | 0 | 0 | 0 | 0 | 0
97 | 0 | 13.6 | 14.96 | 20 | 0.745 | 125600 | 2684251.4286 | 2.6843 | 74800 | 74.8 | 149600000 | 149.6 | 1200 | 4.32 | 156.6043 | 0 | 0 | 0 | 0 | 0 | 0 | 0 | 0 | 0
98 | 2 | 5.6 | 6.16 | 20 | 0.745 | 125600 | 1105280 | 1.1053 | 30800 | 30.8 | 61600000 | 61.6 | 1200 | 4.32 | 67.0253 | 0 | 0 | 0 | 0 | 0 | 0 | 0 | 0 | 0
99 | 0 | 0 | 0 | 19.255 | 0.745 | 125600 | 0 | 0 | 0 | 0 | 0 | 0 | 1200 | 4.32 | 4.32 | 0 | 0 | 0 | 0 | 0 | 0 | 0 | 0 | 0
100 | 1.2 | 16.6 | 18.26 | 20 | 0.745 | 125600 | 3276365.7143 | 3.2764 | 91300 | 91.3 | 182600000 | 182.6 | 1200 | 4.32 | 190.1964 | 0 | 0 | 0 | 0 | 0 | 0 | 0 | 0 | 0
101 | 1 | 0 | 0 | 19.255 | 0.745 | 125600 | 0 | 0 | 0 | 0 | 0 | 0 | 1200 | 4.32 | 4.32 | 0 | 0 | 0 | 0 | 0 | 0 | 0 | 0 | 0
102 | 8.4 | 0 | 0 | 18.51 | 0.745 | 125600 | 0 | 0 | 0 | 0 | 0 | 0 | 1200 | 4.32 | 4.32 | 0 | 0 | 0 | 0 | 0 | 0 | 0 | 0 | 0
103 | 0 | 0 | 0 | 17.765 | 0.745 | 125600 | 0 | 0 | 0 | 0 | 0 | 0 | 1200 | 4.32 | 4.32 | 0 | 0 | 0 | 0 | 0 | 0 | 0 | 0 | 0
104 | 0 | 14.8 | 16.28 | 20 | 0.745 | 125600 | 2921097.1429 | 2.9211 | 81400 | 81.4 | 162800000 | 162.8 | 1200 | 4.32 | 170.0411 | 0 | 0 | 0 | 0 | 0 | 0 | 0 | 0 | 0
105 | 0 | 20.8 | 22.88 | 20 | 0.745 | 125600 | 4105325.7143 | 4.1053 | 114400 | 114.4 | 228800000 | 228.8 | 1200 | 4.32 | 237.2253 | 0 | 0 | 0 | 0 | 0 | 0 | 0 | 0 | 0
106 | 0 | 37.4 | 41.14 | 20 | 0.745 | 125600 | 7381691.4286 | 7.3817 | 205700 | 205.7 | 411400000 | 411.4 | 1200 | 4.32 | 423.1017 | 0 | 0 | 0 | 0 | 0 | 0 | 0 | 0 | 0
107 | 0 | 9.8 | 10.78 | 20 | 0.745 | 125600 | 1934240 | 1.9342 | 53900 | 53.9 | 107800000 | 107.8 | 1200 | 4.32 | 114.0542 | 0 | 0 | 0 | 0 | 0 | 0 | 0 | 0 | 0
108 | 8.2 | 1.9 | 2.09 | 20 | 0.745 | 125600 | 375005.7143 | 0.37501 | 10450 | 10.45 | 20900000 | 20.9 | 1200 | 4.32 | 25.595 | 0 | 0 | 0 | 0 | 0 | 0 | 0 | 0 | 0
109 | 0.8 | 21 | 23.1 | 20 | 0.745 | 125600 | 4144800 | 4.1448 | 115500 | 115.5 | 231000000 | 231 | 1200 | 4.32 | 239.4648 | 0 | 0 | 0 | 0 | 0 | 0 | 0 | 0 | 0
110 | 0 | 30 | 33 | 20 | 0.745 | 125600 | 5921142.8571 | 5.9211 | 165000 | 165 | 330000000 | 330 | 1200 | 4.32 | 340.2411 | 0 | 0 | 0 | 0 | 0 | 0 | 0 | 0 | 0
111 | 0 | 0 | 0 | 19.255 | 0.745 | 125600 | 0 | 0 | 0 | 0 | 0 | 0 | 1200 | 4.32 | 4.32 | 0 | 0 | 0 | 0 | 0 | 0 | 0 | 0 | 0
112 | 0 | 4.4 | 4.84 | 20 | 0.745 | 125600 | 868434.2857 | 0.86843 | 24200 | 24.2 | 48400000 | 48.4 | 1200 | 4.32 | 53.5884 | 0 | 0 | 0 | 0 | 0 | 0 | 0 | 0 | 0
113 | 0 | 12.8 | 14.08 | 20 | 0.745 | 125600 | 2526354.2857 | 2.5264 | 70400 | 70.4 | 140800000 | 140.8 | 1200 | 4.32 | 147.6464 | 0 | 0 | 0 | 0 | 0 | 0 | 0 | 0 | 0
114 | 0.6 | 26 | 28.6 | 20 | 0.745 | 125600 | 5131657.1429 | 5.1317 | 143000 | 143 | 286000000 | 286 | 1200 | 4.32 | 295.4517 | 0 | 0 | 0 | 0 | 0 | 0 | 0 | 0 | 0
115 | 1.2 | 1.8 | 1.98 | 20 | 0.745 | 125600 | 355268.5714 | 0.35527 | 9900 | 9.9 | 19800000 | 19.8 | 1200 | 4.32 | 24.4753 | 0 | 0 | 0 | 0 | 0 | 0 | 0 | 0 | 0
116 | 18.6 | 35 | 38.5 | 20 | 0.745 | 125600 | 6908000 | 6.908 | 192500 | 192.5 | 385000000 | 385 | 1200 | 4.32 | 396.228 | 0 | 0 | 0 | 0 | 0 | 0 | 0 | 0 | 0
117 | 2.8 | 7.2 | 7.92 | 20 | 0.745 | 125600 | 1421074.2857 | 1.4211 | 39600 | 39.6 | 79200000 | 79.2 | 1200 | 4.32 | 84.9411 | 0 | 0 | 0 | 0 | 0 | 0 | 0 | 0 | 0
118 | 7 | 0.8 | 0.88 | 20 | 0.745 | 125600 | 157897.1429 | 0.1579 | 4400 | 4.4 | 8800000 | 8.8 | 1200 | 4.32 | 13.2779 | 0 | 0 | 0 | 0 | 0 | 0 | 0 | 0 | 0
119 | 0 | 0.1 | 0.11 | 19.365 | 0.745 | 125600 | 19737.1429 | 0.019737 | 550 | 0.55 | 1100000 | 1.1 | 1200 | 4.32 | 5.4397 | 0 | 0 | 0 | 0 | 0 | 0 | 0 | 0 | 0
120 | 0.2 | 0 | 0 | 18.62 | 0.745 | 125600 | 0 | 0 | 0 | 0 | 0 | 0 | 1200 | 4.32 | 4.32 | 0 | 0 | 0 | 0 | 0 | 0 | 0 | 0 | 0
121 | 0.2 | 0 | 0 | 17.875 | 0.745 | 125600 | 0 | 0 | 0 | 0 | 0 | 0 | 1200 | 4.32 | 4.32 | 0 | 0 | 0 | 0 | 0 | 0 | 0 | 0 | 0
122 | 1 | 2 | 2.2 | 19.33 | 0.745 | 125600 | 394742.8571 | 0.39474 | 11000 | 11 | 22000000 | 22 | 1200 | 4.32 | 26.7147 | 0 | 0 | 0 | 0 | 0 | 0 | 0 | 0 | 0
123 | 0 | 4.6 | 5.06 | 20 | 0.745 | 125600 | 907908.5714 | 0.90791 | 25300 | 25.3 | 50600000 | 50.6 | 1200 | 4.32 | 55.8279 | 0 | 0 | 0 | 0 | 0 | 0 | 0 | 0 | 0
124 | 0 | 3.8 | 4.18 | 20 | 0.745 | 125600 | 750011.4286 | 0.75001 | 20900 | 20.9 | 41800000 | 41.8 | 1200 | 4.32 | 46.87 | 0 | 0 | 0 | 0 | 0 | 0 | 0 | 0 | 0
125 | 0 | 0 | 0 | 19.255 | 0.745 | 125600 | 0 | 0 | 0 | 0 | 0 | 0 | 1200 | 4.32 | 4.32 | 0 | 0 | 0 | 0 | 0 | 0 | 0 | 0 | 0
126 | 0 | 0 | 0 | 18.51 | 0.745 | 125600 | 0 | 0 | 0 | 0 | 0 | 0 | 1200 | 4.32 | 4.32 | 0 | 0 | 0 | 0 | 0 | 0 | 0 | 0 | 0
127 | 0 | 0 | 0 | 17.765 | 0.745 | 125600 | 0 | 0 | 0 | 0 | 0 | 0 | 1200 | 4.32 | 4.32 | 0 | 0 | 0 | 0 | 0 | 0 | 0 | 0 | 0
128 | 0 | 0 | 0 | 17.02 | 0.745 | 125600 | 0 | 0 | 0 | 0 | 0 | 0 | 1200 | 4.32 | 4.32 | 0 | 0 | 0 | 0 | 0 | 0 | 0 | 0 | 0
129 | 0 | 0 | 0 | 16.275 | 0.745 | 125600 | 0 | 0 | 0 | 0 | 0 | 0 | 1200 | 4.32 | 4.32 | 0 | 0 | 0 | 0 | 0 | 0 | 0 | 0 | 0
130 | 0 | 0.2 | 0.22 | 15.75 | 0.745 | 125600 | 39474.2857 | 0.039474 | 1100 | 1.1 | 2200000 | 2.2 | 1200 | 4.32 | 6.5595 | 0 | 0 | 0 | 0 | 0 | 0 | 0 | 0 | 0
131 | 21.8 | 0 | 0 | 15.005 | 0.745 | 125600 | 0 | 0 | 0 | 0 | 0 | 0 | 1200 | 4.32 | 4.32 | 0 | 0 | 0 | 0 | 0 | 0 | 0 | 0 | 0
132 | 9.1 | 0.2 | 0.22 | 14.48 | 0.745 | 125600 | 39474.2857 | 0.039474 | 1100 | 1.1 | 2200000 | 2.2 | 1200 | 4.32 | 6.5595 | 0 | 0 | 0 | 0 | 0 | 0 | 0 | 0 | 0
133 | 1 | 0 | 0 | 13.735 | 0.745 | 125600 | 0 | 0 | 0 | 0 | 0 | 0 | 1200 | 4.32 | 4.32 | 0 | 0 | 0 | 0 | 0 | 0 | 0 | 0 | 0
134 | 2.6 | 0 | 0 | 12.99 | 0.745 | 125600 | 0 | 0 | 0 | 0 | 0 | 0 | 1200 | 4.32 | 4.32 | 0 | 0 | 0 | 0 | 0 | 0 | 0 | 0 | 0
135 | 1.2 | 0 | 0 | 12.245 | 0.745 | 125600 | 0 | 0 | 0 | 0 | 0 | 0 | 1200 | 4.32 | 4.32 | 0 | 0 | 0 | 0 | 0 | 0 | 0 | 0 | 0
136 | 0 | 2.8 | 3.08 | 14.58 | 0.745 | 125600 | 552640 | 0.55264 | 15400 | 15.4 | 30800000 | 30.8 | 1200 | 4.32 | 35.6726 | 0 | 0 | 0 | 0 | 0 | 0 | 0 | 0 | 0
137 | 0.4 | 0 | 0 | 13.835 | 0.745 | 125600 | 0 | 0 | 0 | 0 | 0 | 0 | 1200 | 4.32 | 4.32 | 0 | 0 | 0 | 0 | 0 | 0 | 0 | 0 | 0
138 | 1.6 | 0 | 0 | 13.09 | 0.745 | 125600 | 0 | 0 | 0 | 0 | 0 | 0 | 1200 | 4.32 | 4.32 | 0 | 0 | 0 | 0 | 0 | 0 | 0 | 0 | 0
139 | 0 | 0 | 0 | 12.345 | 0.745 | 125600 | 0 | 0 | 0 | 0 | 0 | 0 | 1200 | 4.32 | 4.32 | 0 | 0 | 0 | 0 | 0 | 0 | 0 | 0 | 0
140 | 2.8 | 0 | 0 | 11.6 | 0.745 | 125600 | 0 | 0 | 0 | 0 | 0 | 0 | 1200 | 4.32 | 4.32 | 0 | 0 | 0 | 0 | 0 | 0 | 0 | 0 | 0
141 | 3.6 | 8.2 | 9.02 | 19.875 | 0.745 | 125600 | 1618445.7143 | 1.6184 | 45100 | 45.1 | 90200000 | 90.2 | 1200 | 4.32 | 96.1384 | 0 | 0 | 0 | 0 | 0 | 0 | 0 | 0 | 0
142 | 0.4 | 29.6 | 32.56 | 20 | 0.745 | 125600 | 5842194.2857 | 5.8422 | 162800 | 162.8 | 325600000 | 325.6 | 1200 | 4.32 | 335.7622 | 0 | 0 | 0 | 0 | 0 | 0 | 0 | 0 | 0
143 | 9.4 | 0.8 | 0.88 | 20 | 0.745 | 125600 | 157897.1429 | 0.1579 | 4400 | 4.4 | 8800000 | 8.8 | 1200 | 4.32 | 13.2779 | 0 | 0 | 0 | 0 | 0 | 0 | 0 | 0 | 0
144 | 1.4 | 5.2 | 5.72 | 20 | 0.745 | 125600 | 1026331.4286 | 1.0263 | 28600 | 28.6 | 57200000 | 57.2 | 1200 | 4.32 | 62.5463 | 0 | 0 | 0 | 0 | 0 | 0 | 0 | 0 | 0
145 | 1.2 | 23.4 | 25.74 | 20 | 0.745 | 125600 | 4618491.4286 | 4.6185 | 128700 | 128.7 | 257400000 | 257.4 | 1200 | 4.32 | 266.3385 | 0 | 0 | 0 | 0 | 0 | 0 | 0 | 0 | 0
146 | 2.2 | 0 | 0 | 19.255 | 0.745 | 125600 | 0 | 0 | 0 | 0 | 0 | 0 | 1200 | 4.32 | 4.32 | 0 | 0 | 0 | 0 | 0 | 0 | 0 | 0 | 0
147 | 0.8 | 4.4 | 4.84 | 20 | 0.745 | 125600 | 868434.2857 | 0.86843 | 24200 | 24.2 | 48400000 | 48.4 | 1200 | 4.32 | 53.5884 | 0 | 0 | 0 | 0 | 0 | 0 | 0 | 0 | 0
148 | 0.4 | 0 | 0 | 19.255 | 0.745 | 125600 | 0 | 0 | 0 | 0 | 0 | 0 | 1200 | 4.32 | 4.32 | 0 | 0 | 0 | 0 | 0 | 0 | 0 | 0 | 0
149 | 2.4 | 0 | 0 | 18.51 | 0.745 | 125600 | 0 | 0 | 0 | 0 | 0 | 0 | 1200 | 4.32 | 4.32 | 0 | 0 | 0 | 0 | 0 | 0 | 0 | 0 | 0
150 | 3.6 | 0 | 0 | 17.765 | 0.745 | 125600 | 0 | 0 | 0 | 0 | 0 | 0 | 1200 | 4.32 | 4.32 | 0 | 0 | 0 | 0 | 0 | 0 | 0 | 0 | 0
151 | 0.2 | 0 | 0 | 17.02 | 0.745 | 125600 | 0 | 0 | 0 | 0 | 0 | 0 | 1200 | 4.32 | 4.32 | 0 | 0 | 0 | 0 | 0 | 0 | 0 | 0 | 0
152 | 0.6 | 0 | 0 | 16.275 | 0.745 | 125600 | 0 | 0 | 0 | 0 | 0 | 0 | 1200 | 4.32 | 4.32 | 0 | 0 | 0 | 0 | 0 | 0 | 0 | 0 | 0
153 | 0 | 0 | 0 | 15.53 | 0.745 | 125600 | 0 | 0 | 0 | 0 | 0 | 0 | 1200 | 4.32 | 4.32 | 0 | 0 | 0 | 0 | 0 | 0 | 0 | 0 | 0
154 | 0 | 0 | 0 | 14.785 | 0.745 | 125600 | 0 | 0 | 0 | 0 | 0 | 0 | 1200 | 4.32 | 4.32 | 0 | 0 | 0 | 0 | 0 | 0 | 0 | 0 | 0
155 | 0.4 | 0 | 0 | 14.04 | 0.745 | 125600 | 0 | 0 | 0 | 0 | 0 | 0 | 1200 | 4.32 | 4.32 | 0 | 0 | 0 | 0 | 0 | 0 | 0 | 0 | 0
156 | 0 | 0 | 0 | 13.295 | 0.745 | 125600 | 0 | 0 | 0 | 0 | 0 | 0 | 1200 | 4.32 | 4.32 | 0 | 0 | 0 | 0 | 0 | 0 | 0 | 0 | 0
157 | 11.4 | 0 | 0 | 12.55 | 0.745 | 125600 | 0 | 0 | 0 | 0 | 0 | 0 | 1200 | 4.32 | 4.32 | 0 | 0 | 0 | 0 | 0 | 0 | 0 | 0 | 0
158 | 1.6 | 0 | 0 | 11.805 | 0.745 | 125600 | 0 | 0 | 0 | 0 | 0 | 0 | 1200 | 4.32 | 4.32 | 0 | 0 | 0 | 0 | 0 | 0 | 0 | 0 | 0
159 | 2.8 | 0.2 | 0.22 | 11.28 | 0.745 | 125600 | 39474.2857 | 0.039474 | 1100 | 1.1 | 2200000 | 2.2 | 1200 | 4.32 | 6.5595 | 0 | 0 | 0 | 0 | 0 | 0 | 0 | 0 | 0
160 | 0.6 | 0 | 0 | 10.535 | 0.745 | 125600 | 0 | 0 | 0 | 0 | 0 | 0 | 1200 | 4.32 | 4.32 | 0 | 0 | 0 | 0 | 0 | 0 | 0 | 0 | 0
161 | 1.2 | 0 | 0 | 9.79 | 0.745 | 125600 | 0 | 0 | 0 | 0 | 0 | 0 | 1200 | 4.32 | 4.32 | 0 | 0 | 0 | 0 | 0 | 0 | 0 | 0 | 0
162 | 19.6 | 0 | 0 | 9.045 | 0.745 | 125600 | 0 | 0 | 0 | 0 | 0 | 0 | 1200 | 4.32 | 4.32 | 0 | 0 | 0 | 0 | 0 | 0 | 0 | 0 | 0
163 | 7.4 | 0 | 0 | 8.3 | 0.745 | 125600 | 0 | 0 | 0 | 0 | 0 | 0 | 1200 | 4.32 | 4.32 | 0 | 0 | 0 | 0 | 0 | 0 | 0 | 0 | 0
164 | 0.2 | 0 | 0 | 7.555 | 0.745 | 125600 | 0 | 0 | 0 | 0 | 0 | 0 | 1200 | 4.32 | 4.32 | 0 | 0 | 0 | 0 | 0 | 0 | 0 | 0 | 0
165 | 0 | 3.6 | 3.96 | 10.77 | 0.745 | 125600 | 710537.1429 | 0.71054 | 19800 | 19.8 | 39600000 | 39.6 | 1200 | 4.32 | 44.6305 | 0 | 0 | 0 | 0 | 0 | 0 | 0 | 0 | 0
166 | 1.2 | 0 | 0 | 10.025 | 0.745 | 125600 | 0 | 0 | 0 | 0 | 0 | 0 | 1200 | 4.32 | 4.32 | 0 | 0 | 0 | 0 | 0 | 0 | 0 | 0 | 0
167 | 0.4 | 0 | 0 | 9.28 | 0.745 | 125600 | 0 | 0 | 0 | 0 | 0 | 0 | 1200 | 4.32 | 4.32 | 0 | 0 | 0 | 0 | 0 | 0 | 0 | 0 | 0
168 | 2.4 | 0 | 0 | 8.535 | 0.745 | 125600 | 0 | 0 | 0 | 0 | 0 | 0 | 1200 | 4.32 | 4.32 | 0 | 0 | 0 | 0 | 0 | 0 | 0 | 0 | 0
169 | 1.8 | 1.6 | 1.76 | 9.55 | 0.745 | 125600 | 315794.2857 | 0.31579 | 8800 | 8.8 | 17600000 | 17.6 | 1200 | 4.32 | 22.2358 | 0 | 0 | 0 | 0 | 0 | 0 | 0 | 0 | 0
170 | 6.8 | 20.8 | 22.88 | 20 | 0.745 | 125600 | 4105325.7143 | 4.1053 | 114400 | 114.4 | 228800000 | 228.8 | 1200 | 4.32 | 237.2253 | 0 | 0 | 0 | 0 | 0 | 0 | 0 | 0 | 0
171 | 5.4 | 3.2 | 3.52 | 20 | 0.745 | 125600 | 631588.5714 | 0.63159 | 17600 | 17.6 | 35200000 | 35.2 | 1200 | 4.32 | 40.1516 | 0 | 0 | 0 | 0 | 0 | 0 | 0 | 0 | 0
172 | 0 | 1.2 | 1.32 | 20 | 0.745 | 125600 | 236845.7143 | 0.23685 | 6600 | 6.6 | 13200000 | 13.2 | 1200 | 4.32 | 17.7568 | 0 | 0 | 0 | 0 | 0 | 0 | 0 | 0 | 0
173 | 0 | 0 | 0 | 19.255 | 0.745 | 125600 | 0 | 0 | 0 | 0 | 0 | 0 | 1200 | 4.32 | 4.32 | 0 | 0 | 0 | 0 | 0 | 0 | 0 | 0 | 0
174 | 0.8 | 15.4 | 16.94 | 20 | 0.745 | 125600 | 3039520 | 3.0395 | 84700 | 84.7 | 169400000 | 169.4 | 1200 | 4.32 | 176.7595 | 0 | 0 | 0 | 0 | 0 | 0 | 0 | 0 | 0
175 | 7 | 1.2 | 1.32 | 20 | 0.745 | 125600 | 236845.7143 | 0.23685 | 6600 | 6.6 | 13200000 | 13.2 | 1200 | 4.32 | 17.7568 | 0 | 0 | 0 | 0 | 0 | 0 | 0 | 0 | 0
176 | 0 | 0 | 0 | 19.255 | 0.745 | 125600 | 0 | 0 | 0 | 0 | 0 | 0 | 1200 | 4.32 | 4.32 | 0 | 0 | 0 | 0 | 0 | 0 | 0 | 0 | 0
177 | 1.4 | 5.8 | 6.38 | 20 | 0.745 | 125600 | 1144754.2857 | 1.1448 | 31900 | 31.9 | 63800000 | 63.8 | 1200 | 4.32 | 69.2648 | 0 | 0 | 0 | 0 | 0 | 0 | 0 | 0 | 0
178 | 2 | 20.4 | 22.44 | 20 | 0.745 | 125600 | 4026377.1429 | 4.0264 | 112200 | 112.2 | 224400000 | 224.4 | 1200 | 4.32 | 232.7464 | 0 | 0 | 0 | 0 | 0 | 0 | 0 | 0 | 0
179 | 3.4 | 20.4 | 22.44 | 20 | 0.745 | 125600 | 4026377.1429 | 4.0264 | 112200 | 112.2 | 224400000 | 224.4 | 1200 | 4.32 | 232.7464 | 0 | 0 | 0 | 0 | 0 | 0 | 0 | 0 | 0
180 | 0 | 0.6 | 0.66 | 19.915 | 0.745 | 125600 | 118422.8571 | 0.11842 | 3300 | 3.3 | 6600000 | 6.6 | 1200 | 4.32 | 11.0384 | 0 | 0 | 0 | 0 | 0 | 0 | 0 | 0 | 0
181 | 0 | 0 | 0 | 19.17 | 0.745 | 125600 | 0 | 0 | 0 | 0 | 0 | 0 | 1200 | 4.32 | 4.32 | 0 | 0 | 0 | 0 | 0 | 0 | 0 | 0 | 0
182 | 1.6 | 0 | 0 | 18.425 | 0.745 | 125600 | 0 | 0 | 0 | 0 | 0 | 0 | 1200 | 4.32 | 4.32 | 0 | 0 | 0 | 0 | 0 | 0 | 0 | 0 | 0
183 | 0.2 | 1.8 | 1.98 | 19.66 | 0.745 | 125600 | 355268.5714 | 0.35527 | 9900 | 9.9 | 19800000 | 19.8 | 1200 | 4.32 | 24.4753 | 0 | 0 | 0 | 0 | 0 | 0 | 0 | 0 | 0
184 | 0 | 6.2 | 6.82 | 20 | 0.745 | 125600 | 1223702.8571 | 1.2237 | 34100 | 34.1 | 68200000 | 68.2 | 1200 | 4.32 | 73.7437 | 0 | 0 | 0 | 0 | 0 | 0 | 0 | 0 | 0
185 | 0 | 9.4 | 10.34 | 20 | 0.745 | 125600 | 1855291.4286 | 1.8553 | 51700 | 51.7 | 103400000 | 103.4 | 1200 | 4.32 | 109.5753 | 0 | 0 | 0 | 0 | 0 | 0 | 0 | 0 | 0
186 | 0 | 26.6 | 29.26 | 20 | 0.745 | 125600 | 5250080 | 5.2501 | 146300 | 146.3 | 292600000 | 292.6 | 1200 | 4.32 | 302.1701 | 0 | 0 | 0 | 0 | 0 | 0 | 0 | 0 | 0
187 | 0 | 13.6 | 14.96 | 20 | 0.745 | 125600 | 2684251.4286 | 2.6843 | 74800 | 74.8 | 149600000 | 149.6 | 1200 | 4.32 | 156.6043 | 0 | 0 | 0 | 0 | 0 | 0 | 0 | 0 | 0
188 | 0 | 0 | 0 | 19.255 | 0.745 | 125600 | 0 | 0 | 0 | 0 | 0 | 0 | 1200 | 4.32 | 4.32 | 0 | 0 | 0 | 0 | 0 | 0 | 0 | 0 | 0
189 | 0.6 | 0 | 0 | 18.51 | 0.745 | 125600 | 0 | 0 | 0 | 0 | 0 | 0 | 1200 | 4.32 | 4.32 | 0 | 0 | 0 | 0 | 0 | 0 | 0 | 0 | 0
190 | 0.2 | 0 | 0 | 17.765 | 0.745 | 125600 | 0 | 0 | 0 | 0 | 0 | 0 | 1200 | 4.32 | 4.32 | 0 | 0 | 0 | 0 | 0 | 0 | 0 | 0 | 0
191 | 3.4 | 0 | 0 | 17.02 | 0.745 | 125600 | 0 | 0 | 0 | 0 | 0 | 0 | 1200 | 4.32 | 4.32 | 0 | 0 | 0 | 0 | 0 | 0 | 0 | 0 | 0
192 | 2.8 | 0 | 0 | 16.275 | 0.745 | 125600 | 0 | 0 | 0 | 0 | 0 | 0 | 1200 | 4.32 | 4.32 | 0 | 0 | 0 | 0 | 0 | 0 | 0 | 0 | 0
193 | 0.2 | 0 | 0 | 15.53 | 0.745 | 125600 | 0 | 0 | 0 | 0 | 0 | 0 | 1200 | 4.32 | 4.32 | 0 | 0 | 0 | 0 | 0 | 0 | 0 | 0 | 0
194 | 2.2 | 0 | 0 | 14.785 | 0.745 | 125600 | 0 | 0 | 0 | 0 | 0 | 0 | 1200 | 4.32 | 4.32 | 0 | 0 | 0 | 0 | 0 | 0 | 0 | 0 | 0
195 | 1.4 | 0 | 0 | 14.04 | 0.745 | 125600 | 0 | 0 | 0 | 0 | 0 | 0 | 1200 | 4.32 | 4.32 | 0 | 0 | 0 | 0 | 0 | 0 | 0 | 0 | 0
196 | 0 | 0 | 0 | 13.295 | 0.745 | 125600 | 0 | 0 | 0 | 0 | 0 | 0 | 1200 | 4.32 | 4.32 | 0 | 0 | 0 | 0 | 0 | 0 | 0 | 0 | 0
197 | 0 | 0 | 0 | 12.55 | 0.745 | 125600 | 0 | 0 | 0 | 0 | 0 | 0 | 1200 | 4.32 | 4.32 | 0 | 0 | 0 | 0 | 0 | 0 | 0 | 0 | 0
198 | 0 | 0 | 0 | 11.805 | 0.745 | 125600 | 0 | 0 | 0 | 0 | 0 | 0 | 1200 | 4.32 | 4.32 | 0 | 0 | 0 | 0 | 0 | 0 | 0 | 0 | 0
199 | 0 | 37 | 40.7 | 20 | 0.745 | 125600 | 7302742.8571 | 7.3027 | 203500 | 203.5 | 407000000 | 407 | 1200 | 4.32 | 418.6227 | 0 | 0 | 0 | 0 | 0 | 0 | 0 | 0 | 0
200 | 0 | 1.8 | 1.98 | 20 | 0.745 | 125600 | 355268.5714 | 0.35527 | 9900 | 9.9 | 19800000 | 19.8 | 1200 | 4.32 | 24.4753 | 0 | 0 | 0 | 0 | 0 | 0 | 0 | 0 | 0
201 | 0 | 0 | 0 | 19.255 | 0.745 | 125600 | 0 | 0 | 0 | 0 | 0 | 0 | 1200 | 4.32 | 4.32 | 0 | 0 | 0 | 0 | 0 | 0 | 0 | 0 | 0
202 | 0 | 0 | 0 | 18.51 | 0.745 | 125600 | 0 | 0 | 0 | 0 | 0 | 0 | 1200 | 4.32 | 4.32 | 0 | 0 | 0 | 0 | 0 | 0 | 0 | 0 | 0
203 | 0 | 8 | 8.8 | 20 | 0.745 | 125600 | 1578971.4286 | 1.579 | 44000 | 44 | 88000000 | 88 | 1200 | 4.32 | 93.899 | 0 | 0 | 0 | 0 | 0 | 0 | 0 | 0 | 0
204 | 0 | 18.2 | 20.02 | 20 | 0.745 | 125600 | 3592160 | 3.5922 | 100100 | 100.1 | 200200000 | 200.2 | 1200 | 4.32 | 208.1122 | 0 | 0 | 0 | 0 | 0 | 0 | 0 | 0 | 0
205 | 0 | 0.6 | 0.66 | 19.915 | 0.745 | 125600 | 118422.8571 | 0.11842 | 3300 | 3.3 | 6600000 | 6.6 | 1200 | 4.32 | 11.0384 | 0 | 0 | 0 | 0 | 0 | 0 | 0 | 0 | 0
206 | 0 | 0 | 0 | 19.17 | 0.745 | 125600 | 0 | 0 | 0 | 0 | 0 | 0 | 1200 | 4.32 | 4.32 | 0 | 0 | 0 | 0 | 0 | 0 | 0 | 0 | 0
207 | 0 | 0 | 0 | 18.425 | 0.745 | 125600 | 0 | 0 | 0 | 0 | 0 | 0 | 1200 | 4.32 | 4.32 | 0 | 0 | 0 | 0 | 0 | 0 | 0 | 0 | 0
208 | 0 | 0 | 0 | 17.68 | 0.745 | 125600 | 0 | 0 | 0 | 0 | 0 | 0 | 1200 | 4.32 | 4.32 | 0 | 0 | 0 | 0 | 0 | 0 | 0 | 0 | 0
209 | 0 | 0 | 0 | 16.935 | 0.745 | 125600 | 0 | 0 | 0 | 0 | 0 | 0 | 1200 | 4.32 | 4.32 | 0 | 0 | 0 | 0 | 0 | 0 | 0 | 0 | 0
210 | 0 | 0 | 0 | 16.19 | 0.745 | 125600 | 0 | 0 | 0 | 0 | 0 | 0 | 1200 | 4.32 | 4.32 | 0 | 0 | 0 | 0 | 0 | 0 | 0 | 0 | 0
211 | 0 | 0 | 0 | 15.445 | 0.745 | 125600 | 0 | 0 | 0 | 0 | 0 | 0 | 1200 | 4.32 | 4.32 | 0 | 0 | 0 | 0 | 0 | 0 | 0 | 0 | 0
212 | 5.4 | 0 | 0 | 14.7 | 0.745 | 125600 | 0 | 0 | 0 | 0 | 0 | 0 | 1200 | 4.32 | 4.32 | 0 | 0 | 0 | 0 | 0 | 0 | 0 | 0 | 0
213 | 0.4 | 0 | 0 | 13.955 | 0.745 | 125600 | 0 | 0 | 0 | 0 | 0 | 0 | 1200 | 4.32 | 4.32 | 0 | 0 | 0 | 0 | 0 | 0 | 0 | 0 | 0
214 | 0 | 0 | 0 | 13.21 | 0.745 | 125600 | 0 | 0 | 0 | 0 | 0 | 0 | 1200 | 4.32 | 4.32 | 0 | 0 | 0 | 0 | 0 | 0 | 0 | 0 | 0
215 | 0 | 0 | 0 | 12.465 | 0.745 | 125600 | 0 | 0 | 0 | 0 | 0 | 0 | 1200 | 4.32 | 4.32 | 0 | 0 | 0 | 0 | 0 | 0 | 0 | 0 | 0
216 | 0 | 0 | 0 | 11.72 | 0.745 | 125600 | 0 | 0 | 0 | 0 | 0 | 0 | 1200 | 4.32 | 4.32 | 0 | 0 | 0 | 0 | 0 | 0 | 0 | 0 | 0
217 | 0 | 0 | 0 | 10.975 | 0.745 | 125600 | 0 | 0 | 0 | 0 | 0 | 0 | 1200 | 4.32 | 4.32 | 0 | 0 | 0 | 0 | 0 | 0 | 0 | 0 | 0
218 | 0 | 0 | 0 | 10.23 | 0.745 | 125600 | 0 | 0 | 0 | 0 | 0 | 0 | 1200 | 4.32 | 4.32 | 0 | 0 | 0 | 0 | 0 | 0 | 0 | 0 | 0
219 | 0 | 0 | 0 | 9.485 | 0.745 | 125600 | 0 | 0 | 0 | 0 | 0 | 0 | 1200 | 4.32 | 4.32 | 0 | 0 | 0 | 0 | 0 | 0 | 0 | 0 | 0
220 | 0 | 0 | 0 | 8.74 | 0.745 | 125600 | 0 | 0 | 0 | 0 | 0 | 0 | 1200 | 4.32 | 4.32 | 0 | 0 | 0 | 0 | 0 | 0 | 0 | 0 | 0
221 | 0 | 0 | 0 | 7.995 | 0.745 | 125600 | 0 | 0 | 0 | 0 | 0 | 0 | 1200 | 4.32 | 4.32 | 0 | 0 | 0 | 0 | 0 | 0 | 0 | 0 | 0
222 | 0 | 0 | 0 | 7.25 | 0.745 | 125600 | 0 | 0 | 0 | 0 | 0 | 0 | 1200 | 4.32 | 4.32 | 0 | 0 | 0 | 0 | 0 | 0 | 0 | 0 | 0
223 | 0.4 | 0 | 0 | 6.505 | 0.745 | 125600 | 0 | 0 | 0 | 0 | 0 | 0 | 1200 | 4.32 | 4.32 | 0 | 0 | 0 | 0 | 0 | 0 | 0 | 0 | 0
224 | 4.4 | 0 | 0 | 5.76 | 0.745 | 125600 | 0 | 0 | 0 | 0 | 0 | 0 | 1200 | 4.32 | 4.32 | 0 | 0 | 0 | 0 | 0 | 0 | 0 | 0 | 0
225 | 1 | 0 | 0 | 5.015 | 0.745 | 125600 | 0 | 0 | 0 | 0 | 0 | 0 | 1200 | 4.32 | 4.32 | 0 | 0 | 0 | 0 | 0 | 0 | 0 | 0 | 0
226 | 0.4 | 0 | 0 | 4.27 | 0.745 | 125600 | 0 | 0 | 0 | 0 | 0 | 0 | 1200 | 4.32 | 4.32 | 0 | 0 | 0 | 0 | 0 | 0 | 0 | 0 | 0
227 | 8.4 | 0 | 0 | 3.525 | 0.745 | 125600 | 0 | 0 | 0 | 0 | 0 | 0 | 1200 | 4.32 | 4.32 | 0 | 0 | 0 | 0 | 0 | 0 | 0 | 0 | 0
228 | 4.4 | 0 | 0 | 2.78 | 0.745 | 125600 | 0 | 0 | 0 | 0 | 0 | 0 | 1200 | 4.32 | 4.32 | 0 | 0 | 0 | 0 | 0 | 0 | 0 | 0 | 0
229 | 4.4 | 0 | 0 | 2.035 | 0.745 | 125600 | 0 | 0 | 0 | 0 | 0 | 0 | 1200 | 4.32 | 4.32 | 0 | 0 | 0 | 0 | 0 | 0 | 0 | 0 | 0
230 | 14.8 | 0 | 0 | 1.29 | 0.745 | 125600 | 0 | 0 | 0 | 0 | 0 | 0 | 1200 | 4.32 | 4.32 | 0 | 0 | 0 | 0 | 0 | 0 | 0 | 0 | 0
231 | 5.6 | 0 | 0 | 0.545 | 0.745 | 125600 | 0 | 0 | 0 | 0 | 0 | 0 | 1200 | 4.32 | 4.32 | 0 | 0 | 0 | 0 | 0 | 0 | 0 | 0 | 0
232 | 1.2 | 0 | 0 | 0 | 0.745 | 125600 | 0 | 0 | 0 | 0 | 0 | 0 | 1200 | 4.32 | 4.32 | 0 | 0 | 0 | 0 | 0 | 0 | 0 | 0 | 0
233 | 0.4 | 0 | 0 | 0 | 0.745 | 125600 | 0 | 0 | 0 | 0 | 0 | 0 | 1200 | 4.32 | 4.32 | 0 | 0 | 0 | 0 | 0 | 0 | 0 | 0 | 0
234 | 0.6 | 0 | 0 | 0 | 0.745 | 125600 | 0 | 0 | 0 | 0 | 0 | 0 | 1200 | 4.32 | 4.32 | 0 | 0 | 0 | 0 | 0 | 0 | 0 | 0 | 0
235 | 5.2 | 0 | 0 | 0 | 0.745 | 125600 | 0 | 0 | 0 | 0 | 0 | 0 | 1200 | 4.32 | 4.32 | 0 | 0 | 0 | 0 | 0 | 0 | 0 | 0 | 0
236 | 1.4 | 0 | 0 | 0 | 0.745 | 125600 | 0 | 0 | 0 | 0 | 0 | 0 | 1200 | 4.32 | 4.32 | 0 | 0 | 0 | 0 | 0 | 0 | 0 | 0 | 0
237 | 0 | 0 | 0 | 0 | 0.745 | 125600 | 0 | 0 | 0 | 0 | 0 | 0 | 1200 | 4.32 | 4.32 | 0 | 0 | 0 | 0 | 0 | 0 | 0 | 0 | 0
238 | 0 | 0 | 0 | 0 | 0.745 | 125600 | 0 | 0 | 0 | 0 | 0 | 0 | 1200 | 4.32 | 4.32 | 0 | 0 | 0 | 0 | 0 | 0 | 0 | 0 | 0
239 | 0.4 | 0 | 0 | 0 | 0.745 | 125600 | 0 | 0 | 0 | 0 | 0 | 0 | 1200 | 4.32 | 4.32 | 0 | 0 | 0 | 0 | 0 | 0 | 0 | 0 | 0
240 | 1.2 | 0.4 | 0.44 | 0 | 0.745 | 125600 | 78948.5714 | 0.078949 | 2200 | 2.2 | 4400000 | 4.4 | 1200 | 4.32 | 8.7989 | 0 | 0 | 0 | 0 | 0 | 0 | 0 | 0 | 0
241 | 4 | 7.8 | 8.58 | 7.835 | 0.745 | 125600 | 1539497.1429 | 1.5395 | 42900 | 42.9 | 85800000 | 85.8 | 1200 | 4.32 | 91.6595 | 0 | 0 | 0 | 0 | 0 | 0 | 0 | 0 | 0
242 | 0 | 3.6 | 3.96 | 11.05 | 0.745 | 125600 | 710537.1429 | 0.71054 | 19800 | 19.8 | 39600000 | 39.6 | 1200 | 4.32 | 44.6305 | 0 | 0 | 0 | 0 | 0 | 0 | 0 | 0 | 0
243 | 0 | 10.6 | 11.66 | 20 | 0.745 | 125600 | 2092137.1429 | 2.0921 | 58300 | 58.3 | 116600000 | 116.6 | 1200 | 4.32 | 123.0121 | 0 | 0 | 0 | 0 | 0 | 0 | 0 | 0 | 0
244 | 0 | 3.2 | 3.52 | 20 | 0.745 | 125600 | 631588.5714 | 0.63159 | 17600 | 17.6 | 35200000 | 35.2 | 1200 | 4.32 | 40.1516 | 0 | 0 | 0 | 0 | 0 | 0 | 0 | 0 | 0
245 | 0 | 6.2 | 6.82 | 20 | 0.745 | 125600 | 1223702.8571 | 1.2237 | 34100 | 34.1 | 68200000 | 68.2 | 1200 | 4.32 | 73.7437 | 0 | 0 | 0 | 0 | 0 | 0 | 0 | 0 | 0
246 | 4.8 | 0 | 0 | 19.255 | 0.745 | 125600 | 0 | 0 | 0 | 0 | 0 | 0 | 1200 | 4.32 | 4.32 | 0 | 0 | 0 | 0 | 0 | 0 | 0 | 0 | 0
247 | 0 | 0 | 0 | 18.51 | 0.745 | 125600 | 0 | 0 | 0 | 0 | 0 | 0 | 1200 | 4.32 | 4.32 | 0 | 0 | 0 | 0 | 0 | 0 | 0 | 0 | 0
248 | 0 | 0 | 0 | 17.765 | 0.745 | 125600 | 0 | 0 | 0 | 0 | 0 | 0 | 1200 | 4.32 | 4.32 | 0 | 0 | 0 | 0 | 0 | 0 | 0 | 0 | 0
249 | 0 | 0 | 0 | 17.02 | 0.745 | 125600 | 0 | 0 | 0 | 0 | 0 | 0 | 1200 | 4.32 | 4.32 | 0 | 0 | 0 | 0 | 0 | 0 | 0 | 0 | 0
250 | 0 | 0 | 0 | 16.275 | 0.745 | 125600 | 0 | 0 | 0 | 0 | 0 | 0 | 1200 | 4.32 | 4.32 | 0 | 0 | 0 | 0 | 0 | 0 | 0 | 0 | 0
251 | 0 | 0 | 0 | 15.53 | 0.745 | 125600 | 0 | 0 | 0 | 0 | 0 | 0 | 1200 | 4.32 | 4.32 | 0 | 0 | 0 | 0 | 0 | 0 | 0 | 0 | 0
252 | 0 | 0 | 0 | 14.785 | 0.745 | 125600 | 0 | 0 | 0 | 0 | 0 | 0 | 1200 | 4.32 | 4.32 | 0 | 0 | 0 | 0 | 0 | 0 | 0 | 0 | 0
253 | 0 | 0 | 0 | 14.04 | 0.745 | 125600 | 0 | 0 | 0 | 0 | 0 | 0 | 1200 | 4.32 | 4.32 | 0 | 0 | 0 | 0 | 0 | 0 | 0 | 0 | 0
254 | 0 | 0 | 0 | 13.295 | 0.745 | 125600 | 0 | 0 | 0 | 0 | 0 | 0 | 1200 | 4.32 | 4.32 | 0 | 0 | 0 | 0 | 0 | 0 | 0 | 0 | 0
255 | 0 | 0 | 0 | 12.55 | 0.745 | 125600 | 0 | 0 | 0 | 0 | 0 | 0 | 1200 | 4.32 | 4.32 | 0 | 0 | 0 | 0 | 0 | 0 | 0 | 0 | 0
256 | 0 | 0 | 0 | 11.805 | 0.745 | 125600 | 0 | 0 | 0 | 0 | 0 | 0 | 1200 | 4.32 | 4.32 | 0 | 0 | 0 | 0 | 0 | 0 | 0 | 0 | 0
257 | 0 | 0 | 0 | 11.06 | 0.745 | 125600 | 0 | 0 | 0 | 0 | 0 | 0 | 1200 | 4.32 | 4.32 | 0 | 0 | 0 | 0 | 0 | 0 | 0 | 0 | 0
258 | 0.6 | 0 | 0 | 10.315 | 0.745 | 125600 | 0 | 0 | 0 | 0 | 0 | 0 | 1200 | 4.32 | 4.32 | 0 | 0 | 0 | 0 | 0 | 0 | 0 | 0 | 0
259 | 0 | 0 | 0 | 9.57 | 0.745 | 125600 | 0 | 0 | 0 | 0 | 0 | 0 | 1200 | 4.32 | 4.32 | 0 | 0 | 0 | 0 | 0 | 0 | 0 | 0 | 0
260 | 0.8 | 0 | 0 | 8.825 | 0.745 | 125600 | 0 | 0 | 0 | 0 | 0 | 0 | 1200 | 4.32 | 4.32 | 0 | 0 | 0 | 0 | 0 | 0 | 0 | 0 | 0
261 | 1.2 | 26.4 | 29.04 | 20 | 0.745 | 125600 | 5210605.7143 | 5.2106 | 145200 | 145.2 | 290400000 | 290.4 | 1200 | 4.32 | 299.9306 | 0 | 0 | 0 | 0 | 0 | 0 | 0 | 0 | 0
262 | 0.8 | 0.4 | 0.44 | 19.695 | 0.745 | 125600 | 78948.5714 | 0.078949 | 2200 | 2.2 | 4400000 | 4.4 | 1200 | 4.32 | 8.7989 | 0 | 0 | 0 | 0 | 0 | 0 | 0 | 0 | 0
263 | 1.4 | 0 | 0 | 18.95 | 0.745 | 125600 | 0 | 0 | 0 | 0 | 0 | 0 | 1200 | 4.32 | 4.32 | 0 | 0 | 0 | 0 | 0 | 0 | 0 | 0 | 0
264 | 1.4 | 2 | 2.2 | 20 | 0.745 | 125600 | 394742.8571 | 0.39474 | 11000 | 11 | 22000000 | 22 | 1200 | 4.32 | 26.7147 | 0 | 0 | 0 | 0 | 0 | 0 | 0 | 0 | 0
265 | 5 | 12.4 | 13.64 | 20 | 0.745 | 125600 | 2447405.7143 | 2.4474 | 68200 | 68.2 | 136400000 | 136.4 | 1200 | 4.32 | 143.1674 | 0 | 0 | 0 | 0 | 0 | 0 | 0 | 0 | 0
266 | 1.2 | 29.4 | 32.34 | 20 | 0.745 | 125600 | 5802720 | 5.8027 | 161700 | 161.7 | 323400000 | 323.4 | 1200 | 4.32 | 333.5227 | 0 | 0 | 0 | 0 | 0 | 0 | 0 | 0 | 0
267 | 1.6 | 1.6 | 1.76 | 20 | 0.745 | 125600 | 315794.2857 | 0.31579 | 8800 | 8.8 | 17600000 | 17.6 | 1200 | 4.32 | 22.2358 | 0 | 0 | 0 | 0 | 0 | 0 | 0 | 0 | 0
268 | 0 | 0.6 | 0.66 | 19.915 | 0.745 | 125600 | 118422.8571 | 0.11842 | 3300 | 3.3 | 6600000 | 6.6 | 1200 | 4.32 | 11.0384 | 0 | 0 | 0 | 0 | 0 | 0 | 0 | 0 | 0
269 | 4 | 8.2 | 9.02 | 20 | 0.745 | 125600 | 1618445.7143 | 1.6184 | 45100 | 45.1 | 90200000 | 90.2 | 1200 | 4.32 | 96.1384 | 0 | 0 | 0 | 0 | 0 | 0 | 0 | 0 | 0
270 | 1.6 | 0 | 0 | 19.255 | 0.745 | 125600 | 0 | 0 | 0 | 0 | 0 | 0 | 1200 | 4.32 | 4.32 | 0 | 0 | 0 | 0 | 0 | 0 | 0 | 0 | 0
271 | 11 | 12.4 | 13.64 | 20 | 0.745 | 125600 | 2447405.7143 | 2.4474 | 68200 | 68.2 | 136400000 | 136.4 | 1200 | 4.32 | 143.1674 | 0 | 0 | 0 | 0 | 0 | 0 | 0 | 0 | 0
272 | 5 | 5.6 | 6.16 | 20 | 0.745 | 125600 | 1105280 | 1.1053 | 30800 | 30.8 | 61600000 | 61.6 | 1200 | 4.32 | 67.0253 | 0 | 0 | 0 | 0 | 0 | 0 | 0 | 0 | 0
273 | 2.2 | 0 | 0 | 19.255 | 0.745 | 125600 | 0 | 0 | 0 | 0 | 0 | 0 | 1200 | 4.32 | 4.32 | 0 | 0 | 0 | 0 | 0 | 0 | 0 | 0 | 0
274 | 0 | 0 | 0 | 18.51 | 0.745 | 125600 | 0 | 0 | 0 | 0 | 0 | 0 | 1200 | 4.32 | 4.32 | 0 | 0 | 0 | 0 | 0 | 0 | 0 | 0 | 0
275 | 0 | 0 | 0 | 17.765 | 0.745 | 125600 | 0 | 0 | 0 | 0 | 0 | 0 | 1200 | 4.32 | 4.32 | 0 | 0 | 0 | 0 | 0 | 0 | 0 | 0 | 0
276 | 1.2 | 57.8 | 63.58 | 20 | 0.745 | 125600 | 11408068.5714 | 11.4081 | 317900 | 317.9 | 635800000 | 635.8 | 1200 | 4.32 | 651.5281 | 0 | 0 | 0 | 0 | 0 | 0 | 0 | 0 | 0
277 | 28.4 | 6 | 6.6 | 20 | 0.745 | 125600 | 1184228.5714 | 1.1842 | 33000 | 33 | 66000000 | 66 | 1200 | 4.32 | 71.5042 | 0 | 0 | 0 | 0 | 0 | 0 | 0 | 0 | 0
278 | 26 | 9.2 | 10.12 | 20 | 0.745 | 125600 | 1815817.1429 | 1.8158 | 50600 | 50.6 | 101200000 | 101.2 | 1200 | 4.32 | 107.3358 | 0 | 0 | 0 | 0 | 0 | 0 | 0 | 0 | 0
279 | 8.8 | 0.4 | 0.44 | 19.695 | 0.745 | 125600 | 78948.5714 | 0.078949 | 2200 | 2.2 | 4400000 | 4.4 | 1200 | 4.32 | 8.7989 | 0 | 0 | 0 | 0 | 0 | 0 | 0 | 0 | 0
280 | 10.6 | 0 | 0 | 18.95 | 0.745 | 125600 | 0 | 0 | 0 | 0 | 0 | 0 | 1200 | 4.32 | 4.32 | 0 | 0 | 0 | 0 | 0 | 0 | 0 | 0 | 0
281 | 0 | 1.4 | 1.54 | 19.745 | 0.745 | 125600 | 276320 | 0.27632 | 7700 | 7.7 | 15400000 | 15.4 | 1200 | 4.32 | 19.9963 | 0 | 0 | 0 | 0 | 0 | 0 | 0 | 0 | 0
282 | 1.2 | 1.8 | 1.98 | 20 | 0.745 | 125600 | 355268.5714 | 0.35527 | 9900 | 9.9 | 19800000 | 19.8 | 1200 | 4.32 | 24.4753 | 0 | 0 | 0 | 0 | 0 | 0 | 0 | 0 | 0
283 | 0 | 17.8 | 19.58 | 20 | 0.745 | 125600 | 3513211.4286 | 3.5132 | 97900 | 97.9 | 195800000 | 195.8 | 1200 | 4.32 | 203.6332 | 0 | 0 | 0 | 0 | 0 | 0 | 0 | 0 | 0
284 | 0 | 15.4 | 16.94 | 20 | 0.745 | 125600 | 3039520 | 3.0395 | 84700 | 84.7 | 169400000 | 169.4 | 1200 | 4.32 | 176.7595 | 0 | 0 | 0 | 0 | 0 | 0 | 0 | 0 | 0
285 | 0 | 33 | 36.3 | 20 | 0.745 | 125600 | 6513257.1429 | 6.5133 | 181500 | 181.5 | 363000000 | 363 | 1200 | 4.32 | 373.8333 | 0 | 0 | 0 | 0 | 0 | 0 | 0 | 0 | 0
286 | 0 | 31.4 | 34.54 | 20 | 0.745 | 125600 | 6197462.8571 | 6.1975 | 172700 | 172.7 | 345400000 | 345.4 | 1200 | 4.32 | 355.9175 | 0 | 0 | 0 | 0 | 0 | 0 | 0 | 0 | 0
287 | 0 | 28.4 | 31.24 | 20 | 0.745 | 125600 | 5605348.5714 | 5.6053 | 156200 | 156.2 | 312400000 | 312.4 | 1200 | 4.32 | 322.3253 | 0 | 0 | 0 | 0 | 0 | 0 | 0 | 0 | 0
288 | 1 | 6.4 | 7.04 | 20 | 0.745 | 125600 | 1263177.1429 | 1.2632 | 35200 | 35.2 | 70400000 | 70.4 | 1200 | 4.32 | 75.9832 | 0 | 0 | 0 | 0 | 0 | 0 | 0 | 0 | 0
289 | 0 | 17.2 | 18.92 | 20 | 0.745 | 125600 | 3394788.5714 | 3.3948 | 94600 | 94.6 | 189200000 | 189.2 | 1200 | 4.32 | 196.9148 | 0 | 0 | 0 | 0 | 0 | 0 | 0 | 0 | 0
290 | 0 | 27 | 29.7 | 20 | 0.745 | 125600 | 5329028.5714 | 5.329 | 148500 | 148.5 | 297000000 | 297 | 1200 | 4.32 | 306.649 | 0 | 0 | 0 | 0 | 0 | 0 | 0 | 0 | 0
291 | 0 | 16.8 | 18.48 | 20 | 0.745 | 125600 | 3315840 | 3.3158 | 92400 | 92.4 | 184800000 | 184.8 | 1200 | 4.32 | 192.4358 | 0 | 0 | 0 | 0 | 0 | 0 | 0 | 0 | 0
292 | 0 | 46.2 | 50.82 | 20 | 0.745 | 125600 | 9118560 | 9.1186 | 254100 | 254.1 | 508200000 | 508.2 | 1200 | 4.32 | 521.6386 | 0 | 0 | 0 | 0 | 0 | 0 | 0 | 0 | 0
293 | 0 | 10.8 | 11.88 | 20 | 0.745 | 125600 | 2131611.4286 | 2.1316 | 59400 | 59.4 | 118800000 | 118.8 | 1200 | 4.32 | 125.2516 | 0 | 0 | 0 | 0 | 0 | 0 | 0 | 0 | 0
294 | 0 | 40.2 | 44.22 | 20 | 0.745 | 125600 | 7934331.4286 | 7.9343 | 221100 | 221.1 | 442200000 | 442.2 | 1200 | 4.32 | 454.4543 | 0 | 0 | 0 | 0 | 0 | 0 | 0 | 0 | 0
295 | 0 | 21.4 | 23.54 | 20 | 0.745 | 125600 | 4223748.5714 | 4.2237 | 117700 | 117.7 | 235400000 | 235.4 | 1200 | 4.32 | 243.9437 | 0 | 0 | 0 | 0 | 0 | 0 | 0 | 0 | 0
296 | 0 | 9.4 | 10.34 | 20 | 0.745 | 125600 | 1855291.4286 | 1.8553 | 51700 | 51.7 | 103400000 | 103.4 | 1200 | 4.32 | 109.5753 | 0 | 0 | 0 | 0 | 0 | 0 | 0 | 0 | 0
297 | 0 | 1.6 | 1.76 | 20 | 0.745 | 125600 | 315794.2857 | 0.31579 | 8800 | 8.8 | 17600000 | 17.6 | 1200 | 4.32 | 22.2358 | 0 | 0 | 0 | 0 | 0 | 0 | 0 | 0 | 0
298 | 0 | 21.8 | 23.98 | 20 | 0.745 | 125600 | 4302697.1429 | 4.3027 | 119900 | 119.9 | 239800000 | 239.8 | 1200 | 4.32 | 248.4227 | 0 | 0 | 0 | 0 | 0 | 0 | 0 | 0 | 0
299 | 9.6 | 2.4 | 2.64 | 20 | 0.745 | 125600 | 473691.4286 | 0.47369 | 13200 | 13.2 | 26400000 | 26.4 | 1200 | 4.32 | 31.1937 | 0 | 0 | 0 | 0 | 0 | 0 | 0 | 0 | 0
300 | 0 | 33.6 | 36.96 | 20 | 0.745 | 125600 | 6631680 | 6.6317 | 184800 | 184.8 | 369600000 | 369.6 | 1200 | 4.32 | 380.5517 | 0 | 0 | 0 | 0 | 0 | 0 | 0 | 0 | 0
301 | 0 | 24.4 | 26.84 | 20 | 0.745 | 125600 | 4815862.8571 | 4.8159 | 134200 | 134.2 | 268400000 | 268.4 | 1200 | 4.32 | 277.5359 | 0 | 0 | 0 | 0 | 0 | 0 | 0 | 0 | 0
302 | 0 | 7 | 7.7 | 20 | 0.745 | 125600 | 1381600 | 1.3816 | 38500 | 38.5 | 77000000 | 77 | 1200 | 4.32 | 82.7016 | 0 | 0 | 0 | 0 | 0 | 0 | 0 | 0 | 0
303 | 14.1 | 9 | 9.9 | 20 | 0.745 | 125600 | 1776342.8571 | 1.7763 | 49500 | 49.5 | 99000000 | 99 | 1200 | 4.32 | 105.0963 | 0 | 0 | 0 | 0 | 0 | 0 | 0 | 0 | 0
304 | 2 | 15 | 16.5 | 20 | 0.745 | 125600 | 2960571.4286 | 2.9606 | 82500 | 82.5 | 165000000 | 165 | 1200 | 4.32 | 172.2806 | 0 | 0 | 0 | 0 | 0 | 0 | 0 | 0 | 0
305 | 0.8 | 6.4 | 7.04 | 20 | 0.745 | 125600 | 1263177.1429 | 1.2632 | 35200 | 35.2 | 70400000 | 70.4 | 1200 | 4.32 | 75.9832 | 0 | 0 | 0 | 0 | 0 | 0 | 0 | 0 | 0
306 | 0 | 37.6 | 41.36 | 20 | 0.745 | 125600 | 7421165.7143 | 7.4212 | 206800 | 206.8 | 413600000 | 413.6 | 1200 | 4.32 | 425.3412 | 0 | 0 | 0 | 0 | 0 | 0 | 0 | 0 | 0
307 | 0 | 35.2 | 38.72 | 20 | 0.745 | 125600 | 6947474.2857 | 6.9475 | 193600 | 193.6 | 387200000 | 387.2 | 1200 | 4.32 | 398.4675 | 0 | 0 | 0 | 0 | 0 | 0 | 0 | 0 | 0
308 | 1.2 | 9 | 9.9 | 20 | 0.745 | 125600 | 1776342.8571 | 1.7763 | 49500 | 49.5 | 99000000 | 99 | 1200 | 4.32 | 105.0963 | 0 | 0 | 0 | 0 | 0 | 0 | 0 | 0 | 0
309 | 3 | 4.4 | 4.84 | 20 | 0.745 | 125600 | 868434.2857 | 0.86843 | 24200 | 24.2 | 48400000 | 48.4 | 1200 | 4.32 | 53.5884 | 0 | 0 | 0 | 0 | 0 | 0 | 0 | 0 | 0
310 | 3.2 | 20.2 | 22.22 | 20 | 0.745 | 125600 | 3986902.8571 | 3.9869 | 111100 | 111.1 | 222200000 | 222.2 | 1200 | 4.32 | 230.5069 | 0 | 0 | 0 | 0 | 0 | 0 | 0 | 0 | 0
311 | 3.2 | 1.4 | 1.54 | 20 | 0.745 | 125600 | 276320 | 0.27632 | 7700 | 7.7 | 15400000 | 15.4 | 1200 | 4.32 | 19.9963 | 0 | 0 | 0 | 0 | 0 | 0 | 0 | 0 | 0
312 | 5.6 | 34 | 37.4 | 20 | 0.745 | 125600 | 6710628.5714 | 6.7106 | 187000 | 187 | 374000000 | 374 | 1200 | 4.32 | 385.0306 | 0 | 0 | 0 | 0 | 0 | 0 | 0 | 0 | 0
313 | 0 | 0 | 0 | 19.255 | 0.745 | 125600 | 0 | 0 | 0 | 0 | 0 | 0 | 1200 | 4.32 | 4.32 | 0 | 0 | 0 | 0 | 0 | 0 | 0 | 0 | 0
314 | 0 | 0 | 0 | 18.51 | 0.745 | 125600 | 0 | 0 | 0 | 0 | 0 | 0 | 1200 | 4.32 | 4.32 | 0 | 0 | 0 | 0 | 0 | 0 | 0 | 0 | 0
315 | 1.8 | 0 | 0 | 17.765 | 0.745 | 125600 | 0 | 0 | 0 | 0 | 0 | 0 | 1200 | 4.32 | 4.32 | 0 | 0 | 0 | 0 | 0 | 0 | 0 | 0 | 0
316 | 9.6 | 0 | 0 | 17.02 | 0.745 | 125600 | 0 | 0 | 0 | 0 | 0 | 0 | 1200 | 4.32 | 4.32 | 0 | 0 | 0 | 0 | 0 | 0 | 0 | 0 | 0
317 | 8.8 | 0 | 0 | 16.275 | 0.745 | 125600 | 0 | 0 | 0 | 0 | 0 | 0 | 1200 | 4.32 | 4.32 | 0 | 0 | 0 | 0 | 0 | 0 | 0 | 0 | 0
318 | 1.4 | 0 | 0 | 15.53 | 0.745 | 125600 | 0 | 0 | 0 | 0 | 0 | 0 | 1200 | 4.32 | 4.32 | 0 | 0 | 0 | 0 | 0 | 0 | 0 | 0 | 0
319 | 11.8 | 0 | 0 | 14.785 | 0.745 | 125600 | 0 | 0 | 0 | 0 | 0 | 0 | 1200 | 4.32 | 4.32 | 0 | 0 | 0 | 0 | 0 | 0 | 0 | 0 | 0
320 | 0 | 0 | 0 | 14.04 | 0.745 | 125600 | 0 | 0 | 0 | 0 | 0 | 0 | 1200 | 4.32 | 4.32 | 0 | 0 | 0 | 0 | 0 | 0 | 0 | 0 | 0
321 | 4.6 | 0 | 0 | 13.295 | 0.745 | 125600 | 0 | 0 | 0 | 0 | 0 | 0 | 1200 | 4.32 | 4.32 | 0 | 0 | 0 | 0 | 0 | 0 | 0 | 0 | 0
322 | 0 | 0 | 0 | 12.55 | 0.745 | 125600 | 0 | 0 | 0 | 0 | 0 | 0 | 1200 | 4.32 | 4.32 | 0 | 0 | 0 | 0 | 0 | 0 | 0 | 0 | 0
323 | 0 | 3.4 | 3.74 | 15.545 | 0.745 | 125600 | 671062.8571 | 0.67106 | 18700 | 18.7 | 37400000 | 37.4 | 1200 | 4.32 | 42.3911 | 0 | 0 | 0 | 0 | 0 | 0 | 0 | 0 | 0
324 | 0 | 29.4 | 32.34 | 20 | 0.745 | 125600 | 5802720 | 5.8027 | 161700 | 161.7 | 323400000 | 323.4 | 1200 | 4.32 | 333.5227 | 0 | 0 | 0 | 0 | 0 | 0 | 0 | 0 | 0
325 | 0.6 | 32.8 | 36.08 | 20 | 0.745 | 125600 | 6473782.8571 | 6.4738 | 180400 | 180.4 | 360800000 | 360.8 | 1200 | 4.32 | 371.5938 | 0 | 0 | 0 | 0 | 0 | 0 | 0 | 0 | 0
326 | 0 | 25.6 | 28.16 | 20 | 0.745 | 125600 | 5052708.5714 | 5.0527 | 140800 | 140.8 | 281600000 | 281.6 | 1200 | 4.32 | 290.9727 | 0 | 0 | 0 | 0 | 0 | 0 | 0 | 0 | 0
327 | 5 | 15.2 | 16.72 | 20 | 0.745 | 125600 | 3000045.7143 | 3 | 83600 | 83.6 | 167200000 | 167.2 | 1200 | 4.32 | 174.52 | 0 | 0 | 0 | 0 | 0 | 0 | 0 | 0 | 0
328 | 4.4 | 60.6 | 66.66 | 20 | 0.745 | 125600 | 11960708.5714 | 11.9607 | 333300 | 333.3 | 666600000 | 666.6 | 1200 | 4.32 | 682.8807 | 0 | 0 | 0 | 0 | 0 | 0 | 0 | 0 | 0
329 | 0 | 15 | 16.5 | 20 | 0.745 | 125600 | 2960571.4286 | 2.9606 | 82500 | 82.5 | 165000000 | 165 | 1200 | 4.32 | 172.2806 | 0 | 0 | 0 | 0 | 0 | 0 | 0 | 0 | 0
330 | 0.2 | 43 | 47.3 | 20 | 0.745 | 125600 | 8486971.4286 | 8.487 | 236500 | 236.5 | 473000000 | 473 | 1200 | 4.32 | 485.807 | 0 | 0 | 0 | 0 | 0 | 0 | 0 | 0 | 0
331 | 3.6 | 15 | 16.5 | 20 | 0.745 | 125600 | 2960571.4286 | 2.9606 | 82500 | 82.5 | 165000000 | 165 | 1200 | 4.32 | 172.2806 | 0 | 0 | 0 | 0 | 0 | 0 | 0 | 0 | 0
332 | 2.4 | 0 | 0 | 19.255 | 0.745 | 125600 | 0 | 0 | 0 | 0 | 0 | 0 | 1200 | 4.32 | 4.32 | 0 | 0 | 0 | 0 | 0 | 0 | 0 | 0 | 0
333 | 10.2 | 0 | 0 | 18.51 | 0.745 | 125600 | 0 | 0 | 0 | 0 | 0 | 0 | 1200 | 4.32 | 4.32 | 0 | 0 | 0 | 0 | 0 | 0 | 0 | 0 | 0
334 | 26.6 | 0 | 0 | 17.765 | 0.745 | 125600 | 0 | 0 | 0 | 0 | 0 | 0 | 1200 | 4.32 | 4.32 | 0 | 0 | 0 | 0 | 0 | 0 | 0 | 0 | 0
335 | 5.4 | 0 | 0 | 17.02 | 0.745 | 125600 | 0 | 0 | 0 | 0 | 0 | 0 | 1200 | 4.32 | 4.32 | 0 | 0 | 0 | 0 | 0 | 0 | 0 | 0 | 0
336 | 0 | 0 | 0 | 16.275 | 0.745 | 125600 | 0 | 0 | 0 | 0 | 0 | 0 | 1200 | 4.32 | 4.32 | 0 | 0 | 0 | 0 | 0 | 0 | 0 | 0 | 0
337 | 0 | 0 | 0 | 15.53 | 0.745 | 125600 | 0 | 0 | 0 | 0 | 0 | 0 | 1200 | 4.32 | 4.32 | 0 | 0 | 0 | 0 | 0 | 0 | 0 | 0 | 0
338 | 0 | 1.2 | 1.32 | 16.105 | 0.745 | 125600 | 236845.7143 | 0.23685 | 6600 | 6.6 | 13200000 | 13.2 | 1200 | 4.32 | 17.7568 | 0 | 0 | 0 | 0 | 0 | 0 | 0 | 0 | 0
339 | 0 | 45.4 | 49.94 | 20 | 0.745 | 125600 | 8960662.8571 | 8.9607 | 249700 | 249.7 | 499400000 | 499.4 | 1200 | 4.32 | 512.6807 | 0 | 0 | 0 | 0 | 0 | 0 | 0 | 0 | 0
340 | 0 | 0.8 | 0.88 | 20 | 0.745 | 125600 | 157897.1429 | 0.1579 | 4400 | 4.4 | 8800000 | 8.8 | 1200 | 4.32 | 13.2779 | 0 | 0 | 0 | 0 | 0 | 0 | 0 | 0 | 0
341 | 0 | 15.2 | 16.72 | 20 | 0.745 | 125600 | 3000045.7143 | 3 | 83600 | 83.6 | 167200000 | 167.2 | 1200 | 4.32 | 174.52 | 0 | 0 | 0 | 0 | 0 | 0 | 0 | 0 | 0
342 | 0 | 48.6 | 53.46 | 20 | 0.745 | 125600 | 9592251.4286 | 9.5923 | 267300 | 267.3 | 534600000 | 534.6 | 1200 | 4.32 | 548.5123 | 0 | 0 | 0 | 0 | 0 | 0 | 0 | 0 | 0
343 | 0 | 34.2 | 37.62 | 20 | 0.745 | 125600 | 6750102.8571 | 6.7501 | 188100 | 188.1 | 376200000 | 376.2 | 1200 | 4.32 | 387.2701 | 0 | 0 | 0 | 0 | 0 | 0 | 0 | 0 | 0
344 | 0 | 4.4 | 4.84 | 20 | 0.745 | 125600 | 868434.2857 | 0.86843 | 24200 | 24.2 | 48400000 | 48.4 | 1200 | 4.32 | 53.5884 | 0 | 0 | 0 | 0 | 0 | 0 | 0 | 0 | 0
345 | 3.2 | 17.8 | 19.58 | 20 | 0.745 | 125600 | 3513211.4286 | 3.5132 | 97900 | 97.9 | 195800000 | 195.8 | 1200 | 4.32 | 203.6332 | 0 | 0 | 0 | 0 | 0 | 0 | 0 | 0 | 0
346 | 1.8 | 1.4 | 1.54 | 20 | 0.745 | 125600 | 276320 | 0.27632 | 7700 | 7.7 | 15400000 | 15.4 | 1200 | 4.32 | 19.9963 | 0 | 0 | 0 | 0 | 0 | 0 | 0 | 0 | 0
347 | 10.4 | 1 | 1.1 | 20 | 0.745 | 125600 | 197371.4286 | 0.19737 | 5500 | 5.5 | 11000000 | 11 | 1200 | 4.32 | 15.5174 | 0 | 0 | 0 | 0 | 0 | 0 | 0 | 0 | 0
348 | 26 | 0 | 0 | 19.255 | 0.745 | 125600 | 0 | 0 | 0 | 0 | 0 | 0 | 1200 | 4.32 | 4.32 | 0 | 0 | 0 | 0 | 0 | 0 | 0 | 0 | 0
349 | 0.8 | 9 | 9.9 | 20 | 0.745 | 125600 | 1776342.8571 | 1.7763 | 49500 | 49.5 | 99000000 | 99 | 1200 | 4.32 | 105.0963 | 0 | 0 | 0 | 0 | 0 | 0 | 0 | 0 | 0
350 | 11.8 | 20.2 | 22.22 | 20 | 0.745 | 125600 | 3986902.8571 | 3.9869 | 111100 | 111.1 | 222200000 | 222.2 | 1200 | 4.32 | 230.5069 | 0 | 0 | 0 | 0 | 0 | 0 | 0 | 0 | 0
351 | 4.6 | 0.8 | 0.88 | 20 | 0.745 | 125600 | 157897.1429 | 0.1579 | 4400 | 4.4 | 8800000 | 8.8 | 1200 | 4.32 | 13.2779 | 0 | 0 | 0 | 0 | 0 | 0 | 0 | 0 | 0
352 | 0 | 24.6 | 27.06 | 20 | 0.745 | 125600 | 4855337.1429 | 4.8553 | 135300 | 135.3 | 270600000 | 270.6 | 1200 | 4.32 | 279.7753 | 0 | 0 | 0 | 0 | 0 | 0 | 0 | 0 | 0
353 | 0 | 0 | 0 | 19.255 | 0.745 | 125600 | 0 | 0 | 0 | 0 | 0 | 0 | 1200 | 4.32 | 4.32 | 0 | 0 | 0 | 0 | 0 | 0 | 0 | 0 | 0
354 | 3.8 | 0 | 0 | 18.51 | 0.745 | 125600 | 0 | 0 | 0 | 0 | 0 | 0 | 1200 | 4.32 | 4.32 | 0 | 0 | 0 | 0 | 0 | 0 | 0 | 0 | 0
355 | 7.6 | 8.8 | 9.68 | 20 | 0.745 | 125600 | 1736868.5714 | 1.7369 | 48400 | 48.4 | 96800000 | 96.8 | 1200 | 4.32 | 102.8569 | 0 | 0 | 0 | 0 | 0 | 0 | 0 | 0 | 0
356 | 20.6 | 11.6 | 12.76 | 20 | 0.745 | 125600 | 2289508.5714 | 2.2895 | 63800 | 63.8 | 127600000 | 127.6 | 1200 | 4.32 | 134.2095 | 0 | 0 | 0 | 0 | 0 | 0 | 0 | 0 | 0
357 | 1.4 | 10 | 11 | 20 | 0.745 | 125600 | 1973714.2857 | 1.9737 | 55000 | 55 | 110000000 | 110 | 1200 | 4.32 | 116.2937 | 0 | 0 | 0 | 0 | 0 | 0 | 0 | 0 | 0
358 | 3.8 | 2.2 | 2.42 | 20 | 0.745 | 125600 | 434217.1429 | 0.43422 | 12100 | 12.1 | 24200000 | 24.2 | 1200 | 4.32 | 28.9542 | 0 | 0 | 0 | 0 | 0 | 0 | 0 | 0 | 0
359 | 25.6 | 0.6 | 0.66 | 19.915 | 0.745 | 125600 | 118422.8571 | 0.11842 | 3300 | 3.3 | 6600000 | 6.6 | 1200 | 4.32 | 11.0384 | 0 | 0 | 0 | 0 | 0 | 0 | 0 | 0 | 0
360 | 24.8 | 10.2 | 11.22 | 20 | 0.745 | 125600 | 2013188.5714 | 2.0132 | 56100 | 56.1 | 112200000 | 112.2 | 1200 | 4.32 | 118.5332 | 0 | 0 | 0 | 0 | 0 | 0 | 0 | 0 | 0
361 | 2.2 | 5.4 | 5.94 | 20 | 0.745 | 125600 | 1065805.7143 | 1.0658 | 29700 | 29.7 | 59400000 | 59.4 | 1200 | 4.32 | 64.7858 | 0 | 0 | 0 | 0 | 0 | 0 | 0 | 0 | 0
362 | 21.8 | 0 | 0 | 19.255 | 0.745 | 125600 | 0 | 0 | 0 | 0 | 0 | 0 | 1200 | 4.32 | 4.32 | 0 | 0 | 0 | 0 | 0 | 0 | 0 | 0 | 0
363 | 2.4 | 0 | 0 | 18.51 | 0.745 | 125600 | 0 | 0 | 0 | 0 | 0 | 0 | 1200 | 4.32 | 4.32 | 0 | 0 | 0 | 0 | 0 | 0 | 0 | 0 | 0
364 | 2.8 | 0 | 0 | 17.765 | 0.745 | 125600 | 0 | 0 | 0 | 0 | 0 | 0 | 1200 | 4.32 | 4.32 | 0 | 0 | 0 | 0 | 0 | 0 | 0 | 0 | 0
365 | 0.2 | 0 | 0 | 17.02 | 0.745 | 125600 | 0 | 0 | 0 | 0 | 0 | 0 | 1200 | 4.32 | 4.32 | 0 | 0 | 0 | 0 | 0 | 0 | 0 | 0 | 0

## Health & Environment
RWH Input-Output Data
Team J-9
| E_min | 1
| E_max | 24
Health Risk Exposure |  | Severity |  |  |  | Environmental Risk Exposure |  | Severity
|  | Irritation or Inconvenience (1) | Minor Injury - No medical attention (2) | Serious Injury - Medical Attention (3) | Permanent Injury or Death (4) |  |  | Begin Contamination (1) | Trace Contamination (2) | Long-term Environmental Damage (3) | Widespread Irreversible Damage (4)
Likelihood | Daily Risk Exposure (4) | 4 | 8 | 12 | 16 | Likelihood | Daily Risk Exposure (4) | 4 | 8 | 12 | 16 |  | days exposed | Severity | Likelihood | Health Risk Exposure
| Weekly Risk Exposure (3) | 3 | 6 | 9 | 12 |  | Weekly Risk Exposure (3) | 3 | 6 | 9 | 12 | Diesel | 0 | 2 | 0 | 0
| Monthly Risk Exposure (2) | 2 | 4 | 6 | 8 |  | Monthly Risk Exposure (2) | 2 | 4 | 6 | 8 | Chlorine | 0 | 4 | 0 |  | Total Risk Exposure
| Annual Risk Exposure (1) | 1 | 2 | 3 | 4 |  | Annual Risk Exposure (1) | 1 | 2 | 3 | 4 | [5 empty] | 0
|  | Health Risk Exposure | [5 empty] | Environmental Risk Exposure
|  | Days | Severity | Likelihood | Risk Exposure |  |  | Days | Severity | Likelihood | Risk Exposure
|  | 1 | 4 | 1 | 4 |  |  | 1 | 4 | 1 | 4
|  | 2 | 3.6534 |  | 0 |  |  | 2 | 3.6534 |  | 0 |  | days exposed | Severity | Likelihood | Enviromental Risk Exposure
|  | 3 | 3.4507 |  | 0 |  |  | 3 | 3.4507 |  | 0 | Diesel | 0 | 3 | 0 | 0
|  | 4 | 3.3069 |  | 0 |  |  | 4 | 3.3069 |  | 0 | Chlorine | 0 | 3 | 0
|  | 5 | 3.1953 |  | 0 |  |  | 5 | 3.1953 |  | 0
|  | 6 | 3.1041 |  | 0 |  |  | 6 | 3.1041 |  | 0
|  | 7 | 3.027 |  | 0 |  |  | 7 | 3.027 |  | 0
|  | 8 | 2.9603 |  | 0 |  |  | 8 | 2.9603 |  | 0
|  | 9 | 2.9014 |  | 0 |  |  | 9 | 2.9014 |  | 0
|  | 10 | 2.8487 |  | 0 |  |  | 10 | 2.8487 |  | 0
|  | 11 | 2.8011 |  | 0 |  |  | 11 | 2.8011 |  | 0
|  | 12 | 2.7575 |  | 0 |  |  | 12 | 2.7575 |  | 0
|  | 13 | 2.7175 |  | 0 |  |  | 13 | 2.7175 |  | 0
|  | 14 | 2.6805 |  | 0 |  |  | 14 | 2.6805 |  | 0
|  | 15 | 2.646 |  | 0 |  |  | 15 | 2.646 |  | 0
|  | 16 | 2.6137 |  | 0 |  |  | 16 | 2.6137 |  | 0
|  | 17 | 2.5834 |  | 0 |  |  | 17 | 2.5834 |  | 0
|  | 18 | 2.5548 |  | 0 |  |  | 18 | 2.5548 |  | 0
|  | 19 | 2.5278 |  | 0 |  |  | 19 | 2.5278 |  | 0
|  | 20 | 2.5021 |  | 0 |  |  | 20 | 2.5021 |  | 0
|  | 21 | 2.4777 |  | 0 |  |  | 21 | 2.4777 |  | 0
|  | 22 | 2.4545 |  | 0 |  |  | 22 | 2.4545 |  | 0
|  | 23 | 2.4323 |  | 0 |  |  | 23 | 2.4323 |  | 0
|  | 24 | 2.411 |  | 0 |  |  | 24 | 2.411 |  | 0
|  | 25 | 2.3906 |  | 0 |  |  | 25 | 2.3906 |  | 0
|  | 26 | 2.371 |  | 0 |  |  | 26 | 2.371 |  | 0
|  | 27 | 2.3521 |  | 0 |  |  | 27 | 2.3521 |  | 0
|  | 28 | 2.3339 |  | 0 |  |  | 28 | 2.3339 |  | 0
|  | 29 | 2.3164 |  | 0 |  |  | 29 | 2.3164 |  | 0
|  | 30 | 2.2994 |  | 0 |  |  | 30 | 2.2994 |  | 0
|  | 31 | 2.283 |  | 0 |  |  | 31 | 2.283 |  | 0
|  | 32 | 2.2671 |  | 0 |  |  | 32 | 2.2671 |  | 0
|  | 33 | 2.2517 |  | 0 |  |  | 33 | 2.2517 |  | 0
|  | 34 | 2.2368 |  | 0 |  |  | 34 | 2.2368 |  | 0
|  | 35 | 2.2223 |  | 0 |  |  | 35 | 2.2223 |  | 0
|  | 36 | 2.2082 |  | 0 |  |  | 36 | 2.2082 |  | 0
|  | 37 | 2.1945 |  | 0 |  |  | 37 | 2.1945 |  | 0
|  | 38 | 2.1812 |  | 0 |  |  | 38 | 2.1812 |  | 0
|  | 39 | 2.1682 |  | 0 |  |  | 39 | 2.1682 |  | 0
|  | 40 | 2.1556 |  | 0 |  |  | 40 | 2.1556 |  | 0
|  | 41 | 2.1432 |  | 0 |  |  | 41 | 2.1432 |  | 0
|  | 42 | 2.1312 |  | 0 |  |  | 42 | 2.1312 |  | 0
|  | 43 | 2.1194 |  | 0 |  |  | 43 | 2.1194 |  | 0
|  | 44 | 2.1079 |  | 0 |  |  | 44 | 2.1079 |  | 0
|  | 45 | 2.0967 |  | 0 |  |  | 45 | 2.0967 |  | 0
|  | 46 | 2.0857 |  | 0 |  |  | 46 | 2.0857 |  | 0
|  | 47 | 2.0749 |  | 0 |  |  | 47 | 2.0749 |  | 0
|  | 48 | 2.0644 |  | 0 |  |  | 48 | 2.0644 |  | 0
|  | 49 | 2.0541 |  | 0 |  |  | 49 | 2.0541 |  | 0
|  | 50 | 2.044 |  | 0 |  |  | 50 | 2.044 |  | 0
|  | 51 | 2.0341 |  | 0 |  |  | 51 | 2.0341 |  | 0
|  | 52 | 2.0244 |  | 0 |  |  | 52 | 2.0244 |  | 0
|  | 53 | 2.0149 |  | 0 |  |  | 53 | 2.0149 |  | 0
|  | 54 | 2.0055 |  | 0 |  |  | 54 | 2.0055 |  | 0
|  | 55 | 1.9963 |  | 0 |  |  | 55 | 1.9963 |  | 0
|  | 56 | 1.9873 |  | 0 |  |  | 56 | 1.9873 |  | 0
|  | 57 | 1.9785 |  | 0 |  |  | 57 | 1.9785 |  | 0
|  | 58 | 1.9698 |  | 0 |  |  | 58 | 1.9698 |  | 0
|  | 59 | 1.9612 |  | 0 |  |  | 59 | 1.9612 |  | 0
|  | 60 | 1.9528 |  | 0 |  |  | 60 | 1.9528 |  | 0

## Week 11 Prototyping
# | Initial Water Level [m] * | Height exit nozzle [m] * | Height difference (h) [m] | Pressure (ρgh) | Collected Volume [mL] * | Time | Flow Rate | Velocity | Efficiency
|  |  |  | [Pa] |  | [s] * | [LPM] | [m/s] | [-]
0 | 0 | 0 | 0 | 0 | 0 | 0 | 0 | 0
1 | 0 | 1.3 | -1.3 | -12753 | 400 | 28.23 | 0.85016 | 0.18041 | -0.082512
2 | 0 | 1.1 | -1.1 | -10791 | 400 | 30.64 | 0.78329 | 0.16622 | -0.064326
3 | 0 | 0.91 | -0.91 | -8927.1 | 400 | 34.23 | 0.70114 | 0.14879 | -0.047634
4 | 0 | 0.7 | -0.7 | -6867 | 400 | 40.27 | 0.59598 | 0.12647 | -0.031146
5 | 0 | 0.499 | -0.499 | -4895.19 | 400 | 48.22 | 0.49772 | 0.10562 | -0.018542
6 | 0 | 0.03 | -0.03 | -294.3 | 193 | 9.83 | -0.0002949 | -3.7548 | -56.7999 | -5.7782 | -2.6385
7 | 0 |  | 0 | 0 |  |  | 0 | 0
8 | 0 |  | 0 | 0 |  |  | 0 | 0
[12 empty] | 0.1 | 1800
[12 empty] | 0.18 | 4800
[12 empty] | 0.27 | 7300
[12 empty] | 0.32 | 11800
[12 empty] | 0.35 | 13900

## CODE
Code Blocks |  | DO NOT DELETE
Stakeholder Satisfaction
0
V_water [m^3]
0
V_water [m^3]
0
Q_in [m^3/day]
0
C_min | 136 | L/day | 0.136 | m^3/day
C_max | 601 | L/day | 0.601 | m^3/day
0 | 0 | 0 | 0 | 0